## About
MPPC Minimum Power Plant Capacity | Delaware | 2026-08-05 | Alabama | AL
| DE |  | Alaska | AK
Source: | All Except Offshore Wind |  | Arizona | AZ
| Energy Information Administration |  | Arkansas | AR
| 2021 |  | California | CA
| Form 860 |  | Colorado | CO
| http://www.eia.gov/electricity/data/eia860/ |  | Connecticut | CT
| Generators file, "Operable" tab |  | Delaware | DE
|  |  | Florida | FL
| Offshore Wind |  | Georgia | GA
| Department of Energy |  | Hawaii | HI
| 2015 |  | Idaho | ID
| 2014–2015 Offshore Wind Technologies Market Report Data Tables |  | Illinois | IL
| https://energy.gov/sites/prod/files/2015/09/f26/2014-2015-Offshore-Wind-Technologies-Market-Report-data-tables-9-25_0.xlsx |  | Indiana | IN
| Figure 12 |  | Iowa | IA
|  |  | Kansas | KS
| Small Modular Reactors |  | Kentucky | KY
| Department of Energy |  | Louisiana | LA
| Advanced Small Modular Reactors (SMRs) |  | Maine | ME
| https://www.energy.gov/ne/advanced-small-modular-reactors-smrs |  | Maryland | MD
| first paragraph |  | Massachusetts | MA
|  |  | Michigan | MI
Notes |  |  | Minnesota | MN
We use the twentieth percentile of all operable plants in the U.S. |  |  | Mississippi | MS
built since 1975 as the minimum capacity of a new power plant. |  |  | Missouri | MO
|  |  | Montana | MT
For offshore wind, we use the twentieth percnetile of all global |  |  | Nebraska | NE
plants. |  |  | Nevada | NV
|  |  | New Hampshire | NH
For hard coal and lignite coal we use a single value for all coal |  |  | New Jersey | NJ
plants in the U.S. |  |  | New Mexico | NM
|  |  | New York | NY
For SMRs, we use a value of 20 (DOE reports SMRs as envisioned to |  |  | North Carolina | NC
vary in size from tens of MW to hundreds of MW). |  |  | North Dakota | ND
|  |  | Ohio | OH
STATES |  |  | Oklahoma | OK
for state values, hold constant at minimum increments across states |  |  | Oregon | OR
|  |  | Pennsylvania | PA
|  |  | Rhode Island | RI
|  |  | South Carolina | SC
|  |  | South Dakota | SD
|  |  | Tennessee | TN
|  |  | Texas | TX
|  |  | Utah | UT
|  |  | Vermont | VT
|  |  | Virginia | VA
|  |  | Washington | WA
|  |  | West Virginia | WV
|  |  | Wisconsin | WI
|  |  | Wyoming | WY
| Sector Name | Include
| Electric Utility | 1
| IPP Non-CHP | 1
| Commercial Non-CHP | 0
| IPP CHP | 0
| Industrial CHP | 0
| Commercial CHP | 0
| Industrial Non-CHP | 0

## Plant Size Breakdown (hidden)
Percentile
0.2
Technology | Model Energy Source | Minimum | Xth Percentile | Average
Conventional Hydroelectric | hydro | 0.2 | 1.44 | 17.0622
Conventional Steam Coal | coal | 5 | 279.72 | 550.9494
Geothermal | geothermal | 2.4 | 12.6 | 39.7952
Municipal Solid Waste | biomass | 9.4 | 16.64 | 42.119
Natural Gas Fired Combined Cycle | natural gas combined cycle | 6 | 162.56 | 533.4276
Natural Gas Steam Turbine | natural gas steam turbine | 6 | 21.2 | 259.5375
Natural Gas Fired Combustion Turbine | natural gas peaker | 2 | 49.8 | 207.052
Nuclear | nuclear | 888.2 | 1138.5 | 1277.3787
Onshore Wind Turbine | wind | 0.1 | 6 | 89.7139
Other Waste Biomass | biomass | 1 | 1 | 7.0154
Petroleum Liquids | petroleum | 0.1 | 1.1 | 8.7733
Solar Photovoltaic | solar pv | 0.1 | 1.5 | 11.2366
Solar Thermal with Energy Storage | solar thermal | 125 | 156 | 202.5
Solar Thermal without Energy Storage | solar thermal | 75.7 | 105.2 | 136.3125
Wood/Wood Waste Biomass | biomass | 3 | 18 | 36.5589

## Pivot (hidden)
Sector Name | (Multiple Items)
Technology | Plant Name | Operating Year | Sum of Nameplate Capacity (MW)
Conventional Hydroelectric | 45 Mile Hydroelectric Project | 2015 | 3
Conventional Hydroelectric | Abiquiu Dam | 1989 | 12.6
Conventional Hydroelectric | Abiquiu Dam | 2011 | 3
Conventional Hydroelectric | Ada Dam | 1984 | 1.4
Conventional Hydroelectric | Alamo | 1986 | 19.6
Conventional Hydroelectric | Alice Falls Hydro Project | 1991 | 2.1
Conventional Hydroelectric | Allegheny Hydro No 8 | 1990 | 13.6
Conventional Hydroelectric | Allegheny Hydro No 9 | 1990 | 17.8
Conventional Hydroelectric | Allegheny No 6 Hydro Station | 1988 | 9.2
Conventional Hydroelectric | Allegheny No. 5 Hydro Station | 1988 | 9.2
Conventional Hydroelectric | Amistad Dam & Power | 1983 | 66
Conventional Hydroelectric | Anson Abenaki Hydros | 1980 | 2.7
Conventional Hydroelectric | Anson Abenaki Hydros | 1983 | 9
Conventional Hydroelectric | Anson Abenaki Hydros | 1984 | 9
Conventional Hydroelectric | Anson Abenaki Hydros | 1989 | 0.3
Conventional Hydroelectric | Anson Abenaki Hydros | 2008 | 3
Conventional Hydroelectric | Appleton | 1980 | 1.2
Conventional Hydroelectric | Arrowrock Hydroelectric Project | 2010 | 15
Conventional Hydroelectric | Ashokan | 1982 | 4.6
Conventional Hydroelectric | Auglaize Hydro | 1986 | 0.7
Conventional Hydroelectric | Auglaize Hydro | 1987 | 0.5
Conventional Hydroelectric | Auglaize Hydro | 1988 | 0.5
Conventional Hydroelectric | Auglaize Hydro | 2004 | 1.9
Conventional Hydroelectric | Aziscohos Hydroelectric Project | 1988 | 6.7
Conventional Hydroelectric | Baker Creek Hydroelectric | 2014 | 1.5
Conventional Hydroelectric | Barber Dam | 1990 | 4.1
Conventional Hydroelectric | Barker Lower | 1986 | 1.5
Conventional Hydroelectric | Bartholomew | 1988 | 1
Conventional Hydroelectric | Bartletts Ferry | 1985 | 108
Conventional Hydroelectric | Basalt | 1985 | 5
Conventional Hydroelectric | Bear Creek | 1990 | 3.2
Conventional Hydroelectric | Bear Valley | 1986 | 1.4
Conventional Hydroelectric | Beaver Valley Patterson Dam | 1982 | 1.2
Conventional Hydroelectric | Beldens | 1988 | 4.1
Conventional Hydroelectric | Belleville Dam | 1999 | 42
Conventional Hydroelectric | Benton Falls Associates | 1987 | 4.2
Conventional Hydroelectric | Berlin Gorham | 1980 | 3.1
Conventional Hydroelectric | Berrien Springs | 1996 | 7.2
Conventional Hydroelectric | Bidwell Ditch Project | 1987 | 1.8
Conventional Hydroelectric | Big Creek 3 | 1980 | 36.5
Conventional Hydroelectric | Big Falls | 1993 | 2.5
Conventional Hydroelectric | Birch Creek Power | 1986 | 2.6
Conventional Hydroelectric | Black Bear Lake | 1995 | 4.5
Conventional Hydroelectric | Black Butte | 1988 | 6.1
Conventional Hydroelectric | Black Creek | 1994 | 3.7
Conventional Hydroelectric | Black River Hydro Associates | 1984 | 5.7
Conventional Hydroelectric | Blackstone/Tupperware | 1981 | 1.6
Conventional Hydroelectric | Blanchard | 1988 | 6
Conventional Hydroelectric | Blind Canyon Hydro | 1992 | 1.3
Conventional Hydroelectric | Blue Ridge | 1994 | 1.5
Conventional Hydroelectric | Boise R Diversion | 2004 | 3.3
Conventional Hydroelectric | Bolton Falls | 1986 | 8.8
Conventional Hydroelectric | Boltonville Hydro Associates | 1984 | 0.8
Conventional Hydroelectric | Boltonville Hydro Associates | 1989 | 0.3
Conventional Hydroelectric | Bonneville | 1981 | 212.6
Conventional Hydroelectric | Bonneville | 1982 | 345.6
Conventional Hydroelectric | Boott Hydropower | 1985 | 22.9
Conventional Hydroelectric | Boulder Canyon Hydro | 2013 | 5
Conventional Hydroelectric | Boulder City Betasso Hydro Plant | 1987 | 3
Conventional Hydroelectric | Boulder City Lakewood Hydro | 2004 | 3.5
Conventional Hydroelectric | Boulder City Silver Lake Hydro | 2000 | 3.3
Conventional Hydroelectric | Boundary | 1985 | 239.4
Conventional Hydroelectric | Boundary | 1986 | 239.4
Conventional Hydroelectric | Bowman | 1986 | 3.6
Conventional Hydroelectric | Box Canyon Dam | 1986 | 5
Conventional Hydroelectric | Boyds Mill Hydro | 1996 | 1.4
Conventional Hydroelectric | Bradley Lake | 1991 | 126
Conventional Hydroelectric | Brasfield | 1993 | 2.9
Conventional Hydroelectric | Brassua Hydroelectric Project | 1989 | 3.6
Conventional Hydroelectric | Bridgewater | 2011 | 1.7
Conventional Hydroelectric | Broadwater Power Project | 1989 | 9.7
Conventional Hydroelectric | Brownlee | 1980 | 225
Conventional Hydroelectric | Brunswick Hydro | 1982 | 12.6
Conventional Hydroelectric | Brunswick Hydro | 1983 | 7
Conventional Hydroelectric | Buffalo Bill | 1992 | 18
Conventional Hydroelectric | Buford | 2003 | 62
Conventional Hydroelectric | Buford | 2004 | 62
Conventional Hydroelectric | Buford | 2005 | 7.2
Conventional Hydroelectric | Burney Creek | 1990 | 3
Conventional Hydroelectric | Byllesby | 1988 | 2.5
Conventional Hydroelectric | Bypass | 1987 | 9.9
Conventional Hydroelectric | Cadyville | 1986 | 3.1
Conventional Hydroelectric | Camanche | 1983 | 10.8
Conventional Hydroelectric | Camp Far West | 1985 | 7.2
Conventional Hydroelectric | Canyon | 1989 | 6
Conventional Hydroelectric | Cascade Dam | 1983 | 6.2
Conventional Hydroelectric | Cascade Dam | 1984 | 6.2
Conventional Hydroelectric | Cascade Dam | 1986 | 1.6
Conventional Hydroelectric | Cataract (MI) | 1988 | 2
Conventional Hydroelectric | Causey | 1998 | 2.1
Conventional Hydroelectric | C-Drop Hydro | 2012 | 1.1
Conventional Hydroelectric | Central Hudson High Falls | 1986 | 3.2
Conventional Hydroelectric | Chace Mill Winooski One | 1993 | 7.5
Conventional Hydroelectric | Charles E Monty | 1990 | 28.4
Conventional Hydroelectric | Chasm Hydro Partnership | 1982 | 1
Conventional Hydroelectric | Chasm Hydro Partnership | 1984 | 0.6
Conventional Hydroelectric | Chateaugay High Falls Hydro | 1988 | 1.7
Conventional Hydroelectric | Cheoah | 2012 | 82.5
Conventional Hydroelectric | Cheoah | 2013 | 27.5
Conventional Hydroelectric | Cherokee Falls | 1985 | 4.3
Conventional Hydroelectric | Chester Diversion Hydroelectric Project | 2014 | 3.6
Conventional Hydroelectric | Chester Lake | 1988 | 1.3
Conventional Hydroelectric | Chicopee Hydroelectric Station | 1985 | 2.4
Conventional Hydroelectric | China Mill Hydro | 1981 | 1.7
Conventional Hydroelectric | City Power Plant | 1982 | 8
Conventional Hydroelectric | Clarence Cannon | 1984 | 27
Conventional Hydroelectric | Clear Lake Hydro Project | 1985 | 2.5
Conventional Hydroelectric | Clement Dam Hydro LLC | 1984 | 2.4
Conventional Hydroelectric | Clifton Dam 3 Power Station | 1985 | 0.5
Conventional Hydroelectric | Clifton Dam 3 Power Station | 1987 | 0.7
Conventional Hydroelectric | Collierville Powerhouse | 1989 | 253
Conventional Hydroelectric | Collins Facility | 1985 | 1.2
Conventional Hydroelectric | Combie South | 1984 | 1.5
Conventional Hydroelectric | Combined Locks | 1988 | 6.2
Conventional Hydroelectric | Conemaugh Hydro Plant | 1989 | 15
Conventional Hydroelectric | Copenhagen Plant | 1984 | 3.3
Conventional Hydroelectric | Copper Dam Plant | 2015 | 2.6
Conventional Hydroelectric | Corona | 1983 | 2.9
Conventional Hydroelectric | Cove Hydroelectric | 1990 | 5
Conventional Hydroelectric | Cowiche | 1987 | 1.7
Conventional Hydroelectric | Cowlitz Falls | 1994 | 70
Conventional Hydroelectric | Coyote Creek | 1984 | 3.1
Conventional Hydroelectric | Crescent | 1991 | 6
Conventional Hydroelectric | Crystal Springs | 1988 | 2.3
Conventional Hydroelectric | Curtis Palmer Hydroelectric | 1985 | 4.6
Conventional Hydroelectric | Curtis Palmer Hydroelectric | 1986 | 54.4
Conventional Hydroelectric | Cushman 2 | 2013 | 3.6
Conventional Hydroelectric | Dahowa Hydro | 1987 | 10.5
Conventional Hydroelectric | Dalles Dam North Fishway Project | 1991 | 6.5
Conventional Hydroelectric | Dam 2 | 1999 | 102.6
Conventional Hydroelectric | Dam No. 4 Hydro Station | 1991 | 0.9
Conventional Hydroelectric | Deadwood Creek | 1993 | 2
Conventional Hydroelectric | Derby Hydro | 1989 | 8.6
Conventional Hydroelectric | Devil Canyon | 1992 | 78.3
Conventional Hydroelectric | Devil Canyon | 1994 | 78.3
Conventional Hydroelectric | Deweys Mill | 1989 | 3
Conventional Hydroelectric | Dexter Plant | 1986 | 0.4
Conventional Hydroelectric | Dexter Plant | 1988 | 2.6
Conventional Hydroelectric | Diamond Valley Lake | 2001 | 29.7
Conventional Hydroelectric | Diana Hydroelectric | 1985 | 1.8
Conventional Hydroelectric | Dietrich Drop | 1990 | 4.8
Conventional Hydroelectric | Dillon Hydro Plant | 1987 | 1.8
Conventional Hydroelectric | Dodge Falls Associates | 1990 | 5
Conventional Hydroelectric | Dolgeville Hydro | 1985 | 5
Conventional Hydroelectric | Don Pedro | 1989 | 34.3
Conventional Hydroelectric | Dorena Hydro-Electric Facility | 2014 | 7.5
Conventional Hydroelectric | Drop 1 | 1984 | 5.7
Conventional Hydroelectric | Drop 5 | 1982 | 4
Conventional Hydroelectric | Drop 5 | 2017 | 2.4
Conventional Hydroelectric | Dry Creek Project | 1987 | 3.6
Conventional Hydroelectric | East Barnet | 1984 | 2.2
Conventional Hydroelectric | East Highline | 1984 | 2.4
Conventional Hydroelectric | East Portal Generator | 1987 | 1.2
Conventional Hydroelectric | Eastman Falls | 1983 | 4.6
Conventional Hydroelectric | Echo Dam | 1987 | 4.4
Conventional Hydroelectric | EHC West Hopkinton | 1985 | 1
Conventional Hydroelectric | El Dorado Hydro Elk Creek | 1986 | 2.6
Conventional Hydroelectric | El Vado Dam | 1988 | 8
Conventional Hydroelectric | Ellis Hydro | 1988 | 32.4
Conventional Hydroelectric | Eltopia Branch Canal 4.6 | 1983 | 2.2
Conventional Hydroelectric | Emporia | 1986 | 2.5
Conventional Hydroelectric | Errol Hydroelectric Project | 1986 | 3
Conventional Hydroelectric | Essex Junction 19 | 2008 | 0.8
Conventional Hydroelectric | Etiwanda | 1994 | 23.9
Conventional Hydroelectric | Falls Creek | 1984 | 4.1
Conventional Hydroelectric | Falls River Hydro | 1993 | 9
Conventional Hydroelectric | Fargo Drop | 2013 | 1.1
Conventional Hydroelectric | Felt | 1986 | 5.4
Conventional Hydroelectric | Flint Creek Hydroelectric LLC | 2013 | 2
Conventional Hydroelectric | Foothill Feeder | 1981 | 9
Conventional Hydroelectric | Foothills Hydro Plant | 1985 | 3.1
Conventional Hydroelectric | Ford Hydro LP | 1988 | 1.2
Conventional Hydroelectric | Forestport | 1987 | 3.4
Conventional Hydroelectric | Forks of Butte Hydro Project | 1992 | 14.5
Conventional Hydroelectric | Fort Miller Hydroelectric Facility | 1984 | 5
Conventional Hydroelectric | Four Mile Hydropower Project | 1990 | 1.8
Conventional Hydroelectric | Four Mile Hydropower Project | 2005 | 0.2
Conventional Hydroelectric | Fourth Branch Hydroelectric Facility | 1987 | 3.3
Conventional Hydroelectric | Frankenheimer Power Plant | 1983 | 5.3
Conventional Hydroelectric | French Landing Dam | 1988 | 1.6
Conventional Hydroelectric | Friant Hydro Facility | 1985 | 12.2
Conventional Hydroelectric | Friant Hydro Facility | 1986 | 18.4
Conventional Hydroelectric | Friant Hydro Facility | 2017 | 6.9
Conventional Hydroelectric | Fries Hydroelectric Project | 1981 | 2.4
Conventional Hydroelectric | Galesville Project | 1987 | 1.6
Conventional Hydroelectric | Gantt | 1985 | 1.8
Conventional Hydroelectric | Gardiner | 1985 | 1
Conventional Hydroelectric | Garland Canal Power Plant | 1983 | 2.9
Conventional Hydroelectric | Garvins Falls | 1981 | 6.8
Conventional Hydroelectric | Gauley River Power Partners | 2001 | 80
Conventional Hydroelectric | Gem State | 1988 | 23.4
Conventional Hydroelectric | Gilman Mill | 1986 | 2.2
Conventional Hydroelectric | Glen Park Hydroelectric Project | 1999 | 32.6
Conventional Hydroelectric | Goat Lake Hydro | 1997 | 4
Conventional Hydroelectric | Goat Rock | 2005 | 18.6
Conventional Hydroelectric | Gonzales Hydro Plant | 1984 | 0.9
Conventional Hydroelectric | Goodwin Hydroelectric | 1986 | 3.2
Conventional Hydroelectric | Goodyear Lake Plant | 1980 | 1.4
Conventional Hydroelectric | Granby | 1983 | 10
Conventional Hydroelectric | Grand Coulee | 1980 | 805
Conventional Hydroelectric | Granite Falls | 1986 | 0.8
Conventional Hydroelectric | Great Falls Hydro Project | 1985 | 12.3
Conventional Hydroelectric | Great Lakes Hydro America - ME | 1986 | 9.6
Conventional Hydroelectric | Great Lakes Hydro America - ME | 1987 | 10.8
Conventional Hydroelectric | Great Lakes Hydro America - ME | 1988 | 5.3
Conventional Hydroelectric | Green Lake | 1982 | 18.6
Conventional Hydroelectric | Greenup Hydro | 1982 | 70.2
Conventional Hydroelectric | Gregg Falls | 1985 | 3.5
Conventional Hydroelectric | Grizzly | 1993 | 22
Conventional Hydroelectric | Gross Hydro Plant | 2007 | 7.8
Conventional Hydroelectric | H M Jackson | 1984 | 111.8
Conventional Hydroelectric | Hadley Falls | 1983 | 15.8
Conventional Hydroelectric | Hamilton Hydro | 1994 | 2.2
Conventional Hydroelectric | Hampshire Paper | 1987 | 3.4
Conventional Hydroelectric | Harris Dam | 1983 | 135
Conventional Hydroelectric | Harris Energy Realty | 1982 | 0.5
Conventional Hydroelectric | Hartwell Lake | 1983 | 80
Conventional Hydroelectric | Hastings City Hydroelectric | 1992 | 4.4
Conventional Hydroelectric | Hat Rapids | 1984 | 0.9
Conventional Hydroelectric | Hatchet Creek Project | 1986 | 6.8
Conventional Hydroelectric | Hauser | 2019 | 3.5
Conventional Hydroelectric | Haw River Hydro | 1981 | 1
Conventional Hydroelectric | Haw River Hydro | 1982 | 0.5
Conventional Hydroelectric | Haypress | 1988 | 5
Conventional Hydroelectric | Haypress | 1989 | 5
Conventional Hydroelectric | Hazelton B Hydro | 1993 | 7.6
Conventional Hydroelectric | Headgate Rock | 1993 | 19.5
Conventional Hydroelectric | Herkimer | 1987 | 1.6
Conventional Hydroelectric | Hewittville Hydroelectric | 1984 | 3
Conventional Hydroelectric | High Shoals Hydro (GA) | 1988 | 1.4
Conventional Hydroelectric | Highgate Falls | 1990 | 5.8
Conventional Hydroelectric | Highgate Falls | 2012 | 0.5
Conventional Hydroelectric | Higley | 2003 | 6
Conventional Hydroelectric | Hillcrest Pump Station | 1993 | 2
Conventional Hydroelectric | Hillsborough Hosiery | 1989 | 1.2
Conventional Hydroelectric | Hiram | 1985 | 8.1
Conventional Hydroelectric | Hoist | 1988 | 3.4
Conventional Hydroelectric | Hollidays Bridge Hydro | 1996 | 4
Conventional Hydroelectric | Hollow Dam Power Partnership | 1987 | 1
Conventional Hydroelectric | Horseshoe Bend Hydroelectric Co | 1995 | 9.4
Conventional Hydroelectric | Hudson Falls Hydroelectric Project | 1995 | 44
Conventional Hydroelectric | Humpback Creek | 1991 | 1.2
Conventional Hydroelectric | Huntington Falls | 1988 | 5.7
Conventional Hydroelectric | Hydro II | 1986 | 6.6
Conventional Hydroelectric | Hydro Kennebec Project | 1989 | 15.4
Conventional Hydroelectric | Hydro Plant | 1983 | 1.4
Conventional Hydroelectric | Hydro Plant No 3 | 1984 | 2.8
Conventional Hydroelectric | Indian Valley Dam Hydro Project | 1983 | 2.9
Conventional Hydroelectric | International Paper Livermore Hydro | 2004 | 1
Conventional Hydroelectric | International Paper Riley Hydro | 1981 | 6.6
Conventional Hydroelectric | Isabella Hydro Project | 1990 | 11.8
Conventional Hydroelectric | Island Park | 1994 | 4.8
Conventional Hydroelectric | Ivy River Hydro | 1985 | 1.2
Conventional Hydroelectric | J Woodruff | 2001 | 14.5
Conventional Hydroelectric | J Woodruff | 2002 | 14.5
Conventional Hydroelectric | J Woodruff | 2003 | 14.5
Conventional Hydroelectric | Jarvis (Hinckley) | 1991 | 9
Conventional Hydroelectric | Jim Falls | 1988 | 59.8
Conventional Hydroelectric | John H Kerr | 2008 | 2.2
Conventional Hydroelectric | Jones Fork | 1985 | 10
Conventional Hydroelectric | Jordan Hydroelectric Project | 2012 | 4.4
Conventional Hydroelectric | Juniper Ridge Hydroelectric Project | 2010 | 5
Conventional Hydroelectric | Kansas River Project | 2012 | 4.6
Conventional Hydroelectric | Kasidaya Creek Hydro | 2008 | 3
Conventional Hydroelectric | Kaw Hydro | 1989 | 37
Conventional Hydroelectric | Kekawaka Power House | 1989 | 4.9
Conventional Hydroelectric | Kent Falls | 1985 | 6
Conventional Hydroelectric | Kerckhoff 2 | 1983 | 139.5
Conventional Hydroelectric | King Cove | 1995 | 0.8
Conventional Hydroelectric | Kings Falls Hydroelectric | 1988 | 1.6
Conventional Hydroelectric | Kingsley | 1984 | 50
Conventional Hydroelectric | Kinneytown New Old | 1986 | 0.8
Conventional Hydroelectric | Kinneytown New Old | 1995 | 1.5
Conventional Hydroelectric | Koma Kulshan Associates | 1990 | 12
Conventional Hydroelectric | Koyle Ranch Hydroelectric Project | 1983 | 1.3
Conventional Hydroelectric | LAC Courte Oreilles Hydroelect | 1986 | 3.4
Conventional Hydroelectric | Lachute Hydro Lower | 1987 | 3.8
Conventional Hydroelectric | Lachute Hydro Upper | 1987 | 5.2
Conventional Hydroelectric | Lacomb Irrigation District | 1986 | 1
Conventional Hydroelectric | Ladysmith Dam | 1983 | 1.6
Conventional Hydroelectric | Lake Creek Dam | 1981 | 1.5
Conventional Hydroelectric | Lake Dorothy Hydroelectric Project | 2009 | 14.3
Conventional Hydroelectric | Lake Mathews | 1980 | 4.9
Conventional Hydroelectric | Lake Mendocino | 1987 | 3.5
Conventional Hydroelectric | Last Chance | 1984 | 1.7
Conventional Hydroelectric | Lateral 10 Ventures | 1984 | 2.4
Conventional Hydroelectric | Lawrence Hydroelectric Associates | 1981 | 14.8
Conventional Hydroelectric | Lee Creek Water Treatment Facility | 1992 | 1.3
Conventional Hydroelectric | Lewisville | 1992 | 2.8
Conventional Hydroelectric | Libby | 1984 | 105
Conventional Hydroelectric | Lilliwaup Falls Generating | 1986 | 1.4
Conventional Hydroelectric | Little Cottonwood | 1983 | 4.8
Conventional Hydroelectric | Little Falls Hydro | 1987 | 13
Conventional Hydroelectric | Little Mac Project | 1984 | 1.5
Conventional Hydroelectric | Little Wood Hydro Project | 1985 | 2.8
Conventional Hydroelectric | Lochmere Hydroelectric Plant | 1984 | 1.2
Conventional Hydroelectric | Lockport Powerhouse | 1999 | 8
Conventional Hydroelectric | Lockport Powerhouse | 2001 | 8
Conventional Hydroelectric | Lockville Hydropower | 1985 | 1.2
Conventional Hydroelectric | Lockwood Hydroelectric Facility | 1985 | 4.8
Conventional Hydroelectric | Lockwood Hydroelectric Facility | 1988 | 2.4
Conventional Hydroelectric | Longfalls Facility | 1991 | 3.3
Conventional Hydroelectric | Lost Creek I | 1989 | 1.1
Conventional Hydroelectric | Low Line Rapids | 1990 | 2.8
Conventional Hydroelectric | Lower Baker | 2013 | 30.4
Conventional Hydroelectric | Lower No 1 | 1982 | 8
Conventional Hydroelectric | Lower Saranac Hydroelectric Facility | 1990 | 6.7
Conventional Hydroelectric | Lower Village Water Power Project | 1995 | 1.2
Conventional Hydroelectric | Lucky Peak Power Plant Project | 1988 | 101.2
Conventional Hydroelectric | Lyonsdale Associates | 1984 | 3
Conventional Hydroelectric | Magic Dam Hydroelectric Project | 1989 | 9
Conventional Hydroelectric | Mahoning Creek Hydroelectric Project | 2013 | 6
Conventional Hydroelectric | Main Canal Headworks | 1987 | 26.8
Conventional Hydroelectric | Manitou Springs | 2006 | 0.6
Conventional Hydroelectric | Manti Lower | 1989 | 1.2
Conventional Hydroelectric | Manti Upper | 1988 | 1
Conventional Hydroelectric | Marco Ranch | 1985 | 1.2
Conventional Hydroelectric | Marsh Valley Development | 1993 | 1.6
Conventional Hydroelectric | Marshall Dam | 1985 | 5
Conventional Hydroelectric | Mascoma Hydro | 1988 | 1.5
Conventional Hydroelectric | Mayfield | 1983 | 40.5
Conventional Hydroelectric | McClure Dam | 1988 | 8
Conventional Hydroelectric | McNary Dam Fish Attraction Project | 1997 | 10
Conventional Hydroelectric | McPhee | 1992 | 1.2
Conventional Hydroelectric | Mechanic Falls | 1986 | 1.4
Conventional Hydroelectric | Merrill | 1984 | 1.5
Conventional Hydroelectric | Meyers Falls | 2006 | 0.4
Conventional Hydroelectric | Michell Butte Power Project | 1989 | 1.8
Conventional Hydroelectric | Middle Falls Hydro | 1989 | 2.2
Conventional Hydroelectric | Middle Fork Irrigation District | 1986 | 3.3
Conventional Hydroelectric | Mile 28 Water Power Project | 1994 | 1.4
Conventional Hydroelectric | Milford Hydro Station | 2011 | 1.4
Conventional Hydroelectric | Mill C | 1984 | 3.8
Conventional Hydroelectric | Milner Hydro | 1992 | 59.5
Conventional Hydroelectric | Milton Hydro | 1984 | 0.3
Conventional Hydroelectric | Milton Hydro | 1987 | 0.5
Conventional Hydroelectric | Mine Falls Generating Station | 1985 | 3
Conventional Hydroelectric | Minidoka | 1997 | 20
Conventional Hydroelectric | Mink Creek Hydro | 1986 | 3.1
Conventional Hydroelectric | Mitchell Dam | 1985 | 150
Conventional Hydroelectric | Moccasin Low Head Hydro Project | 1987 | 2.9
Conventional Hydroelectric | Mojave Siphon | 1996 | 32.7
Conventional Hydroelectric | Monroe Street | 1992 | 14.8
Conventional Hydroelectric | Montgomery Creek Hydro | 1987 | 2.6
Conventional Hydroelectric | Monticello Dam | 1983 | 11.5
Conventional Hydroelectric | Moose River | 1987 | 12.6
Conventional Hydroelectric | Mora Drop Hydroelectric Project | 2006 | 1.7
Conventional Hydroelectric | Moretown Generating Station | 1989 | 1.2
Conventional Hydroelectric | Mother Ann Lee | 2007 | 1.4
Conventional Hydroelectric | Mother Ann Lee | 2008 | 0.7
Conventional Hydroelectric | Moyie Springs | 1982 | 1.5
Conventional Hydroelectric | Mt Ida Hydroelectric | 1992 | 3
Conventional Hydroelectric | Muck Valley Hydroelectric | 1988 | 29.9
Conventional Hydroelectric | Murray | 1988 | 45.4
Conventional Hydroelectric | Nacimiento Hydro Project | 1987 | 4.4
Conventional Hydroelectric | Navajo Dam | 1989 | 30
Conventional Hydroelectric | Nelson Creek | 1989 | 1.2
Conventional Hydroelectric | New Badger | 2014 | 8.2
Conventional Hydroelectric | New Hogan Power Plant | 1989 | 3
Conventional Hydroelectric | New Lahontan | 1989 | 4
Conventional Hydroelectric | New Martinsville Hannibal Hydro | 1988 | 37.4
Conventional Hydroelectric | New York State Dam Hydro | 1990 | 11.4
Conventional Hydroelectric | Newcastle | 1986 | 12.7
Conventional Hydroelectric | Newfound Hydroelectric | 1983 | 1.4
Conventional Hydroelectric | Newhalen | 1998 | 0.8
Conventional Hydroelectric | Newport Hydro | 1987 | 1.7
Conventional Hydroelectric | Nine Mile | 1994 | 20
Conventional Hydroelectric | Ninth Street Hydropower Project | 1990 | 1.2
Conventional Hydroelectric | Normanskill Hydro Project | 1983 | 1.2
Conventional Hydroelectric | North Anna | 1987 | 1
Conventional Hydroelectric | North Fork Hydro Plant | 1988 | 5.5
Conventional Hydroelectric | Norway (MI) | 1986 | 1.2
Conventional Hydroelectric | Norway (MI) | 1988 | 1.2
Conventional Hydroelectric | Norway Point Hydropower Project | 1990 | 4
Conventional Hydroelectric | Notch Butte Hydro | 1986 | 1
Conventional Hydroelectric | Nottely | 1993 | 0.9
Conventional Hydroelectric | Oak Flat | 1985 | 1.4
Conventional Hydroelectric | Ogdensburg | 1987 | 3.5
Conventional Hydroelectric | Olsen | 1990 | 5
Conventional Hydroelectric | Opal Springs Hydro | 1985 | 4.3
Conventional Hydroelectric | Orchard Avenue 1 | 1987 | 1.6
Conventional Hydroelectric | Orono B | 2013 | 3.9
Conventional Hydroelectric | Orono Hydro Station | 2009 | 2.7
Conventional Hydroelectric | O'Shaughnessy Hydro | 1988 | 5.2
Conventional Hydroelectric | Oswegatchie | 2002 | 1.8
Conventional Hydroelectric | Oswego Falls West | 2008 | 1
Conventional Hydroelectric | Otis Hydro | 1985 | 10.2
Conventional Hydroelectric | Ottauquechee Hydro | 1983 | 0.6
Conventional Hydroelectric | Ottauquechee Hydro | 1987 | 1.2
Conventional Hydroelectric | Owyhee Dam Power Project | 1985 | 4.3
Conventional Hydroelectric | Pardee | 1983 | 8.6
Conventional Hydroelectric | Park Mill | 1988 | 0.3
Conventional Hydroelectric | Parker | 1982 | 2.7
Conventional Hydroelectric | PEC Headworks | 1990 | 6.6
Conventional Hydroelectric | Pejepscot Hydroelectric Project | 1987 | 13.5
Conventional Hydroelectric | Pelican | 1984 | 1.4
Conventional Hydroelectric | Pelzer Lower | 1989 | 3.3
Conventional Hydroelectric | Pelzer Upper | 1989 | 2
Conventional Hydroelectric | Pembroke Hydro | 1985 | 2.7
Conventional Hydroelectric | Penacook Lower Falls | 1983 | 4.6
Conventional Hydroelectric | Penacook Upper Falls Hydro | 1986 | 3.4
Conventional Hydroelectric | Pepperell Hydro Power Plant | 2006 | 0.6
Conventional Hydroelectric | Perris | 1983 | 7.9
Conventional Hydroelectric | Peru (IL) | 1996 | 7.6
Conventional Hydroelectric | Peters Drive Plant | 1987 | 1.8
Conventional Hydroelectric | Philadlephia | 1986 | 3.6
Conventional Hydroelectric | Phoenix Hydro Project | 1991 | 3.2
Conventional Hydroelectric | PHP 1 | 1982 | 23.7
Conventional Hydroelectric | PHP 2 | 1982 | 11.8
Conventional Hydroelectric | Piedmont Hydro Power Project | 1989 | 1
Conventional Hydroelectric | Pine Flat | 1984 | 165
Conventional Hydroelectric | Pine View Dam | 1991 | 1.8
Conventional Hydroelectric | Pittsfield Hydro | 1986 | 1.1
Conventional Hydroelectric | Ponderosa Bailey Creek | 1990 | 1.1
Conventional Hydroelectric | Pontook Hydro Facility | 1986 | 10.5
Conventional Hydroelectric | Port Leyden Hydroelectric Project | 1985 | 1
Conventional Hydroelectric | Post Falls | 1980 | 3.5
Conventional Hydroelectric | Potholes East Canal 66.0 | 1985 | 2.3
Conventional Hydroelectric | Power Creek | 2001 | 6
Conventional Hydroelectric | Proctor | 1984 | 2.9
Conventional Hydroelectric | Pumpkin Hill | 1987 | 1
Conventional Hydroelectric | Puueo | 2005 | 2.4
Conventional Hydroelectric | Pyrites Plant | 1985 | 7
Conventional Hydroelectric | Quail Creek Hydro Plant #1 | 1985 | 2.3
Conventional Hydroelectric | Quincy Chute | 1985 | 9.4
Conventional Hydroelectric | Quinebaug Lower Project | 1990 | 2.5
Conventional Hydroelectric | R C Kirkwood | 1987 | 36.5
Conventional Hydroelectric | R E Badger Filtration Plant | 1987 | 1.4
Conventional Hydroelectric | Racine | 1982 | 23.7
Conventional Hydroelectric | Racine | 1983 | 23.7
Conventional Hydroelectric | Rainbow (MT) | 2013 | 59
Conventional Hydroelectric | Rancho Penasquitos | 2007 | 4.6
Conventional Hydroelectric | Rapidan Hydro Facility | 1984 | 6.8
Conventional Hydroelectric | Red Mountain | 1985 | 5.9
Conventional Hydroelectric | Redwood Falls | 2013 | 0.5
Conventional Hydroelectric | Richard B Russell | 1985 | 225
Conventional Hydroelectric | Richard B Russell | 1986 | 75
Conventional Hydroelectric | Rio | 2013 | 0.8
Conventional Hydroelectric | Rio Bravo Hydro Project | 1989 | 14
Conventional Hydroelectric | Rio Hondo | 1984 | 1.9
Conventional Hydroelectric | Roaring Creek Water Power | 1986 | 2
Conventional Hydroelectric | Robert D Willis | 1989 | 8
Conventional Hydroelectric | Rochester Hydro | 1984 | 2.6
Conventional Hydroelectric | Rock Creek I | 1983 | 2.1
Conventional Hydroelectric | Rock Creek II | 1990 | 1.9
Conventional Hydroelectric | Rock Creek LP | 1986 | 3
Conventional Hydroelectric | Rocky Brook Hydroelectric | 1985 | 1.6
Conventional Hydroelectric | Rolfe Canal Hydro | 1987 | 4.3
Conventional Hydroelectric | Rollins | 1980 | 12.1
Conventional Hydroelectric | Rollinsford | 1986 | 0.7
Conventional Hydroelectric | Rollinsford | 1995 | 0.7
Conventional Hydroelectric | Russell D Smith | 1982 | 6.1
Conventional Hydroelectric | S E Hazelton A | 1990 | 8.4
Conventional Hydroelectric | SAF Hydroelectric LLC | 2011 | 9.6
Conventional Hydroelectric | Safe Harbor | 1985 | 112.5
Conventional Hydroelectric | Safe Harbor | 1986 | 75
Conventional Hydroelectric | Salmon Creek 1 | 1984 | 8.5
Conventional Hydroelectric | Salmon Falls | 1986 | 1.2
Conventional Hydroelectric | Saluda Dam | 1996 | 2.4
Conventional Hydroelectric | San Dimas | 1981 | 9.9
Conventional Hydroelectric | San Dimas Wash Generating Station | 1986 | 1
Conventional Hydroelectric | San Francisquito 1 | 1983 | 22.5
Conventional Hydroelectric | San Francisquito 1 | 1987 | 22.5
Conventional Hydroelectric | San Gabriel Hydro Project | 1987 | 5
Conventional Hydroelectric | Sand Bar Power Plant | 1986 | 16.2
Conventional Hydroelectric | Santa Ana 3 | 1999 | 3.1
Conventional Hydroelectric | Santa Felicia Dam | 1987 | 1.3
Conventional Hydroelectric | Sartell Dam | 1985 | 9.3
Conventional Hydroelectric | Schoolfield Dam | 1990 | 4.5
Conventional Hydroelectric | Scott Flat | 1985 | 1
Conventional Hydroelectric | Sepulveda Canyon | 1982 | 8.5
Conventional Hydroelectric | Shawmut | 1982 | 4.4
Conventional Hydroelectric | Sheep Creek Hydro | 1986 | 1.6
Conventional Hydroelectric | Sheldon Springs Hydroelectric | 1988 | 25.2
Conventional Hydroelectric | Sherman Island | 2009 | 8.3
Conventional Hydroelectric | Sidney A Murray Jr Hydroelectric | 1990 | 192
Conventional Hydroelectric | Siphon Drop Power Plant | 1987 | 4.4
Conventional Hydroelectric | Siphon Power Project | 1989 | 5.4
Conventional Hydroelectric | Sissonville Hydro | 1990 | 3
Conventional Hydroelectric | Site 980 65 | 1985 | 2.1
Conventional Hydroelectric | Skagway | 1981 | 0.3
Conventional Hydroelectric | Skagway | 1987 | 0.2
Conventional Hydroelectric | Skookumchuck | 1990 | 1
Conventional Hydroelectric | Slate Creek | 1990 | 4.2
Conventional Hydroelectric | Sly Creek | 1983 | 12.1
Conventional Hydroelectric | Smith (VT) | 1982 | 1.5
Conventional Hydroelectric | Smith Falls Hydro Project | 1989 | 2.1
Conventional Hydroelectric | Smith Falls Hydro Project | 1990 | 36
Conventional Hydroelectric | Snettisham | 1990 | 31
Conventional Hydroelectric | Snoqualmie | 2013 | 6.8
Conventional Hydroelectric | Snoqualmie 2 | 2013 | 14.4
Conventional Hydroelectric | Snowden | 1987 | 5
Conventional Hydroelectric | Solomon Gulch | 1982 | 12
Conventional Hydroelectric | Somersworth Lower Great Dam | 1985 | 1.3
Conventional Hydroelectric | South Canal Hydro-1 | 2013 | 4
Conventional Hydroelectric | South Canal Hydro-3 | 2013 | 3.5
Conventional Hydroelectric | South Consolidated | 1981 | 1.4
Conventional Hydroelectric | South Dry Creek Hydro | 1985 | 2
Conventional Hydroelectric | South Edwards | 1994 | 1
Conventional Hydroelectric | South Fork | 2005 | 2
Conventional Hydroelectric | South Fork Tolt | 1995 | 16.8
Conventional Hydroelectric | South Forks Hydro | 1984 | 8
Conventional Hydroelectric | South Glens Falls Hydroelectric | 1994 | 13.8
Conventional Hydroelectric | Spanish Fork | 1983 | 3.4
Conventional Hydroelectric | Spicer Meadow Project | 1989 | 5.9
Conventional Hydroelectric | Spirit Mountain | 1994 | 4.5
Conventional Hydroelectric | Sprague Hydro | 1989 | 1.2
Conventional Hydroelectric | Springville Hydroelectric | 1994 | 1
Conventional Hydroelectric | St Stephen | 1985 | 84
Conventional Hydroelectric | Stampede | 1988 | 3.6
Conventional Hydroelectric | Stewarts Bridge | 2013 | 2.5
Conventional Hydroelectric | Stillwater B | 2013 | 2.4
Conventional Hydroelectric | Stillwater Hydro Electric Project | 1993 | 3.4
Conventional Hydroelectric | Stillwater Reservoir Hydro | 1987 | 1.8
Conventional Hydroelectric | Stone Creek | 1994 | 12
Conventional Hydroelectric | Stony Gorge | 1986 | 5
Conventional Hydroelectric | Strontia Springs Hydro Plant | 1986 | 1
Conventional Hydroelectric | Stuyvesant Falls | 2012 | 6
Conventional Hydroelectric | Sugarloaf Hydro Plant | 1985 | 2.5
Conventional Hydroelectric | Summer Falls Power Plant | 1985 | 92
Conventional Hydroelectric | Swan Falls | 1994 | 25
Conventional Hydroelectric | Swift Creek | 2009 | 0.8
Conventional Hydroelectric | Swift Creek | 2010 | 0.9
Conventional Hydroelectric | Swinging Bridge 2 | 2019 | 1.2
Conventional Hydroelectric | Talcville | 1986 | 1.1
Conventional Hydroelectric | Tallassee Hydro Project | 1986 | 2.3
Conventional Hydroelectric | Tannery Island Power | 1986 | 1.5
Conventional Hydroelectric | Taylor Draw Hydroelectric Facility | 1993 | 2.3
Conventional Hydroelectric | Temescal | 1983 | 2.9
Conventional Hydroelectric | Terminus Hydroelectric Project | 1990 | 20.1
Conventional Hydroelectric | Tesla | 1997 | 26.6
Conventional Hydroelectric | Thermalito Diverson Dam | 1987 | 3.4
Conventional Hydroelectric | Three Forks Water Power Project | 1984 | 1.3
Conventional Hydroelectric | Thundermist Hydro | 1981 | 1.2
Conventional Hydroelectric | Tiber Dam Hydroelectric Plant | 2004 | 7.5
Conventional Hydroelectric | Tieton Dam Hydro Electric Project | 2006 | 13.8
Conventional Hydroelectric | Tims Ford | 1987 | 0.7
Conventional Hydroelectric | Toadtown | 1986 | 1.8
Conventional Hydroelectric | Towaoc | 1993 | 11.4
Conventional Hydroelectric | Townsend Hydro | 1987 | 5.2
Conventional Hydroelectric | Tri-County Water Hydropower Project | 2014 | 8
Conventional Hydroelectric | Tulare Success Power Project | 1989 | 1.4
Conventional Hydroelectric | Tulloch | 2012 | 6.5
Conventional Hydroelectric | Tunnel 1 Power Project | 1993 | 7
Conventional Hydroelectric | Turlock Lake | 1980 | 3.3
Conventional Hydroelectric | Turnbull Hydro | 2011 | 13
Conventional Hydroelectric | Turner Shoals | 1996 | 5.4
Conventional Hydroelectric | Twin Branch | 1989 | 4.8
Conventional Hydroelectric | Twin Falls (ID) | 1995 | 44.3
Conventional Hydroelectric | Twin Falls Hydro | 1989 | 24
Conventional Hydroelectric | Twin Reservoirs | 1988 | 2.2
Conventional Hydroelectric | Union Falls | 1987 | 2.6
Conventional Hydroelectric | Unionville Hydro Project 2499 NY | 1984 | 3
Conventional Hydroelectric | Unit 4 | 1993 | 1.3
Conventional Hydroelectric | Upper Barker | 1987 | 1
Conventional Hydroelectric | Upper Beaver Falls Project | 1985 | 1.5
Conventional Hydroelectric | Upper Dawson | 1983 | 4.4
Conventional Hydroelectric | Upper Mechanicville | 1983 | 16.4
Conventional Hydroelectric | Upper Pacolet Hydro | 2013 | 1.1
Conventional Hydroelectric | Upper Power Plant | 1982 | 8
Conventional Hydroelectric | Upper Sterling | 1988 | 2.2
Conventional Hydroelectric | Upriver Dam Hydro Plant | 1984 | 11.6
Conventional Hydroelectric | Vallecito Hydroelectric | 1989 | 5.8
Conventional Hydroelectric | Valley Falls Hydroelectric Facility | 1985 | 2.5
Conventional Hydroelectric | Valley View | 1985 | 4.1
Conventional Hydroelectric | Venice Hydro | 1982 | 10.1
Conventional Hydroelectric | Vernon Dam | 2008 | 19
Conventional Hydroelectric | Victory Mills | 1986 | 1.7
Conventional Hydroelectric | Vischer Ferry | 1991 | 6
Conventional Hydroelectric | Volta 1 | 1980 | 8.5
Conventional Hydroelectric | Volta 2 | 1981 | 1
Conventional Hydroelectric | W E Warne | 1982 | 37.1
Conventional Hydroelectric | W E Warne | 1983 | 37.1
Conventional Hydroelectric | W K Sanders | 1983 | 1.8
Conventional Hydroelectric | Wailuku River Hydroelectric | 1993 | 10.4
Conventional Hydroelectric | Walden | 1986 | 2.4
Conventional Hydroelectric | Wallace Dam | 1980 | 112.4
Conventional Hydroelectric | Wanapum | 2011 | 122
Conventional Hydroelectric | Wanapum | 2012 | 244
Conventional Hydroelectric | Wanapum | 2013 | 122
Conventional Hydroelectric | Wanapum | 2014 | 122
Conventional Hydroelectric | Wanapum | 2015 | 122
Conventional Hydroelectric | Wanapum | 2016 | 122
Conventional Hydroelectric | Wanapum | 2017 | 122
Conventional Hydroelectric | Wanapum | 2018 | 122
Conventional Hydroelectric | Wappinger Falls Hydroelectric | 1988 | 2
Conventional Hydroelectric | Ware Shoals Hydro Project | 1986 | 3.2
Conventional Hydroelectric | Warm Springs Hydro Project | 1988 | 2.7
Conventional Hydroelectric | Warm Springs Power Enterprises | 1982 | 19.6
Conventional Hydroelectric | Warrensburg Hydroelectric | 1988 | 2.9
Conventional Hydroelectric | Warrior Ridge Hydro | 1985 | 2.8
Conventional Hydroelectric | Weeks Falls | 1990 | 4.3
Conventional Hydroelectric | West Buxton | 1982 | 1.2
Conventional Hydroelectric | West Delaware Tunnel Plant | 1988 | 7.5
Conventional Hydroelectric | West End Dam Hydroelectric Project | 1985 | 4.4
Conventional Hydroelectric | West Enfield Hydro | 1988 | 13
Conventional Hydroelectric | Whillock | 1993 | 32.4
Conventional Hydroelectric | Whiskeytown | 1986 | 3.5
Conventional Hydroelectric | White River Lock and Dam 1 | 2007 | 4.3
Conventional Hydroelectric | White River Lock and Dam 2 | 2007 | 3.5
Conventional Hydroelectric | White River Lock and Dam 3 | 2006 | 4.3
Conventional Hydroelectric | White Rock/Slab Creek | 1983 | 0.5
Conventional Hydroelectric | Whitewater Hydro Plant | 1986 | 1.3
Conventional Hydroelectric | Whitman | 2015 | 4.8
Conventional Hydroelectric | Wilder | 1987 | 3.2
Conventional Hydroelectric | William F Matson Generating Station | 1988 | 21.7
Conventional Hydroelectric | Williams Fork Hydro Plant | 2012 | 0.5
Conventional Hydroelectric | Wilson Lake Hydroelectric Project | 1993 | 8.4
Conventional Hydroelectric | Wise | 1986 | 2.8
Conventional Hydroelectric | Woodward Power Plant | 1982 | 2.8
Conventional Hydroelectric | Worumbo Hydro Station | 1989 | 19.4
Conventional Hydroelectric | Wrightsville Hydro Plant | 1985 | 1
Conventional Hydroelectric | Wynoochee | 1994 | 12.8
Conventional Hydroelectric | Yorba Linda | 1981 | 5.1
Conventional Hydroelectric | Yough Hydro Power | 1989 | 12.2
Conventional Hydroelectric | Youngs Creek Hydroelectric Project | 2011 | 7.5
Conventional Hydroelectric | Terror Lake Microgrid | 1984 | 22.4
Conventional Hydroelectric | Terror Lake Microgrid | 2014 | 11.2
Conventional Hydroelectric | Blue Lake Hydro | 2014 | 15.9
Conventional Hydroelectric | Holtwood | 2011 | 2.8
Conventional Hydroelectric | Holtwood | 2013 | 132
Conventional Hydroelectric | Stevens Mills Dam | 1985 | 1.9
Conventional Hydroelectric | Meldahl Hydroelectric Project | 2016 | 105
Conventional Hydroelectric | Cannelton Hydroelectric Plant | 2016 | 87.9
Conventional Hydroelectric | Smithland Hydroelectric Plant | 2017 | 75.9
Conventional Hydroelectric | Willow Island Hydroelectric Plant | 2016 | 44
Conventional Hydroelectric | Allison Creek Hydro | 2016 | 6.5
Conventional Hydroelectric | Ball Mountain Hydro | 2016 | 2.4
Conventional Hydroelectric | Twin Falls (WI) | 2016 | 9.2
Conventional Hydroelectric | Calligan Creek Hydroelectric Project | 2018 | 6
Conventional Hydroelectric | Hancock Creek Hydroelectric Project | 2018 | 6
Conventional Hydroelectric | Timothy Lake Powerhouse | 2018 | 1.2
Conventional Hydroelectric | Shavano Falls Hydro | 2015 | 2.8
Conventional Hydroelectric | Shavano Falls Hydro Drop 4 | 2015 | 4.8
Conventional Hydroelectric | Head of U Canal Hydro Project | 2015 | 1.2
Conventional Hydroelectric | Texon Hydroelectric Project | 1982 | 1.5
Conventional Hydroelectric | North Gooding Main Hydro | 2016 | 1.3
Conventional Hydroelectric | Mechanicville Hydroelectric Station | 2011 | 4
Conventional Steam Coal | A B Brown | 1986 | 265.2
Conventional Steam Coal | AES Petersburg | 1986 | 670.9
Conventional Steam Coal | Antelope Valley | 1984 | 477
Conventional Steam Coal | Antelope Valley | 1986 | 477
Conventional Steam Coal | Belle River | 1984 | 697.5
Conventional Steam Coal | Belle River | 1985 | 697.5
Conventional Steam Coal | Big Bend | 1985 | 486
Conventional Steam Coal | Big Cajun 2 | 1981 | 657.9
Conventional Steam Coal | Big Cajun 2 | 1983 | 619
Conventional Steam Coal | Bonanza | 1986 | 499.5
Conventional Steam Coal | Brame Energy Center | 1982 | 558
Conventional Steam Coal | Brandon Shores | 1984 | 685.1
Conventional Steam Coal | Brandon Shores | 1991 | 685.1
Conventional Steam Coal | Cholla | 1980 | 312.3
Conventional Steam Coal | Clay Boswell | 1980 | 558
Conventional Steam Coal | Clover | 1995 | 424
Conventional Steam Coal | Clover | 1996 | 424
Conventional Steam Coal | Coal Creek | 1980 | 604.8
Conventional Steam Coal | Coleto Creek | 1980 | 622.4
Conventional Steam Coal | Colstrip | 1984 | 823.7
Conventional Steam Coal | Colstrip | 1986 | 823.7
Conventional Steam Coal | Colstrip Energy LP | 1990 | 46.1
Conventional Steam Coal | Comanche (CO) | 2010 | 856.8
Conventional Steam Coal | Coronado | 1980 | 410.9
Conventional Steam Coal | Coyote | 1981 | 450
Conventional Steam Coal | Craig (CO) | 1980 | 446.4
Conventional Steam Coal | Craig (CO) | 1984 | 534.8
Conventional Steam Coal | Cross | 1984 | 556.2
Conventional Steam Coal | Cross | 1995 | 590.9
Conventional Steam Coal | Cross | 2007 | 591
Conventional Steam Coal | Cross | 2008 | 652
Conventional Steam Coal | Crystal River | 1982 | 739.2
Conventional Steam Coal | Crystal River | 1984 | 739.2
Conventional Steam Coal | D B Wilson | 1984 | 509.4
Conventional Steam Coal | Dallman | 2009 | 230.1
Conventional Steam Coal | Dry Fork Station | 2011 | 483.7
Conventional Steam Coal | East Bend | 1981 | 772
Conventional Steam Coal | Ebensburg Power | 1990 | 57.6
Conventional Steam Coal | Edgewater | 1985 | 413.7
Conventional Steam Coal | Elm Road Generating Station | 2010 | 701.3
Conventional Steam Coal | Elm Road Generating Station | 2011 | 701.3
Conventional Steam Coal | Fayette Power Project | 1980 | 615
Conventional Steam Coal | Fayette Power Project | 1988 | 460
Conventional Steam Coal | Gerald Gentleman | 1982 | 681.3
Conventional Steam Coal | Ghent | 1981 | 556.5
Conventional Steam Coal | Ghent | 1984 | 556.2
Conventional Steam Coal | Gibson | 1982 | 667.9
Conventional Steam Coal | Grant Town Power Plant | 1992 | 95.7
Conventional Steam Coal | GREC | 1985 | 594
Conventional Steam Coal | H L Spurlock | 1981 | 592.1
Conventional Steam Coal | H L Spurlock | 2005 | 329.4
Conventional Steam Coal | H L Spurlock | 2009 | 329.4
Conventional Steam Coal | Hardin Generator Project | 2006 | 115.7
Conventional Steam Coal | Harrington | 1980 | 360
Conventional Steam Coal | Healy | 1998 | 62
Conventional Steam Coal | Hibbing | 1985 | 19.5
Conventional Steam Coal | Hibbing | 1996 | 6.4
Conventional Steam Coal | Holcomb | 1983 | 348.7
Conventional Steam Coal | Hugo | 1982 | 446
Conventional Steam Coal | Hunter | 1980 | 525
Conventional Steam Coal | Hunter | 1983 | 527.2
Conventional Steam Coal | Iatan | 1980 | 726
Conventional Steam Coal | Iatan | 2010 | 999
Conventional Steam Coal | Independence Steam Electric Station | 1983 | 900
Conventional Steam Coal | Independence Steam Electric Station | 1984 | 900
Conventional Steam Coal | Indian River Generating Station | 1980 | 445.5
Conventional Steam Coal | Intermountain Power Project | 1986 | 820
Conventional Steam Coal | Intermountain Power Project | 1987 | 820
Conventional Steam Coal | J H Campbell | 1980 | 916.8
Conventional Steam Coal | J K Spruce | 1992 | 566
Conventional Steam Coal | J K Spruce | 2010 | 922.5
Conventional Steam Coal | James E. Rogers Energy Complex | 2012 | 909.5
Conventional Steam Coal | James H Miller Jr | 1985 | 705.5
Conventional Steam Coal | James H Miller Jr | 1989 | 705.5
Conventional Steam Coal | James H Miller Jr | 1991 | 705.5
Conventional Steam Coal | Jeffrey Energy Center | 1980 | 720
Conventional Steam Coal | Jeffrey Energy Center | 1983 | 720
Conventional Steam Coal | John Twitty Energy Center | 2011 | 300
Conventional Steam Coal | John W Turk Jr Power Plant | 2012 | 609
Conventional Steam Coal | Laramie River Station | 1981 | 1242
Conventional Steam Coal | Laramie River Station | 1982 | 621
Conventional Steam Coal | Limestone | 1985 | 893
Conventional Steam Coal | Limestone | 1986 | 956.8
Conventional Steam Coal | Longview Power Plant | 2011 | 807.5
Conventional Steam Coal | Louisa | 1983 | 811.9
Conventional Steam Coal | Major Oak Power | 1990 | 174.6
Conventional Steam Coal | Major Oak Power | 1991 | 174.6
Conventional Steam Coal | Mayo | 1983 | 763.2
Conventional Steam Coal | Merom | 1982 | 540
Conventional Steam Coal | Merom | 1983 | 540
Conventional Steam Coal | Mill Creek (KY) | 1982 | 543.6
Conventional Steam Coal | Mountaineer | 1980 | 1300
Conventional Steam Coal | Muscatine Plant #1 | 1983 | 175.5
Conventional Steam Coal | Muscatine Plant #1 | 2000 | 18
Conventional Steam Coal | Muskogee | 1984 | 572
Conventional Steam Coal | Nearman Creek | 1981 | 261
Conventional Steam Coal | Nebraska City | 2009 | 738
Conventional Steam Coal | Neil Simpson II | 1995 | 90
Conventional Steam Coal | North Valmy | 1981 | 277.2
Conventional Steam Coal | North Valmy | 1985 | 289.8
Conventional Steam Coal | Northampton Generating Company LP | 1995 | 134.1
Conventional Steam Coal | Oak Grove (TX) | 2010 | 916.8
Conventional Steam Coal | Oak Grove (TX) | 2011 | 878.6
Conventional Steam Coal | Ottumwa | 1981 | 725.9
Conventional Steam Coal | Painesville | 1990 | 22
Conventional Steam Coal | Panther Creek Energy Facility | 1992 | 94
Conventional Steam Coal | Pawnee | 1981 | 552.3
Conventional Steam Coal | Pirkey | 1985 | 721
Conventional Steam Coal | Platte | 1982 | 109.8
Conventional Steam Coal | Plum Point Energy Station | 2010 | 720
Conventional Steam Coal | Prairie Creek | 1997 | 14.6
Conventional Steam Coal | Prairie State Generating Station | 2012 | 1766
Conventional Steam Coal | R D Green | 1981 | 293
Conventional Steam Coal | R M Schahfer | 1983 | 423.5
Conventional Steam Coal | R M Schahfer | 1986 | 423.5
Conventional Steam Coal | R S Nelson | 1982 | 614.6
Conventional Steam Coal | Rawhide | 1984 | 293.6
Conventional Steam Coal | Ray D Nixon | 1980 | 207
Conventional Steam Coal | Red Hills Generating Facility | 2001 | 513.7
Conventional Steam Coal | Rockport | 1984 | 1300
Conventional Steam Coal | Rockport | 1989 | 1300
Conventional Steam Coal | Roxboro | 1980 | 745.2
Conventional Steam Coal | San Juan | 1982 | 555
Conventional Steam Coal | San Miguel | 1982 | 410
Conventional Steam Coal | Sandy Creek Energy Station | 2013 | 1008
Conventional Steam Coal | Scherer | 1982 | 891
Conventional Steam Coal | Scherer | 1984 | 891
Conventional Steam Coal | Scherer | 1987 | 891
Conventional Steam Coal | Scherer | 1989 | 891
Conventional Steam Coal | Seminole (FL) | 1984 | 1429.2
Conventional Steam Coal | Seward (PA) | 2004 | 585
Conventional Steam Coal | Sherburne County | 1987 | 938.7
Conventional Steam Coal | Sikeston Power Station | 1981 | 261
Conventional Steam Coal | Sooner | 1980 | 569
Conventional Steam Coal | Spiritwood Station | 2014 | 106.2
Conventional Steam Coal | Springerville | 1985 | 424.8
Conventional Steam Coal | Springerville | 1990 | 424.8
Conventional Steam Coal | Springerville | 2006 | 458.1
Conventional Steam Coal | Springerville | 2009 | 458.1
Conventional Steam Coal | Stanton Energy Center | 1987 | 464.5
Conventional Steam Coal | Stanton Energy Center | 1996 | 464.5
Conventional Steam Coal | Sunnyside Cogen Associates | 1993 | 58.1
Conventional Steam Coal | Thomas Hill | 1982 | 738
Conventional Steam Coal | Tolk | 1982 | 567.9
Conventional Steam Coal | Tolk | 1985 | 567.9
Conventional Steam Coal | Trimble County | 1990 | 566.1
Conventional Steam Coal | Trimble County | 2011 | 834
Conventional Steam Coal | TS Power Plant | 2008 | 242
Conventional Steam Coal | Utility Plants Section | 1989 | 5
Conventional Steam Coal | Victor J Daniel Jr | 1981 | 548.3
Conventional Steam Coal | Virginia City Hybrid Energy Center | 2012 | 668
Conventional Steam Coal | W A Parish | 1980 | 614.6
Conventional Steam Coal | W A Parish | 1982 | 654
Conventional Steam Coal | W H Zimmer | 1991 | 1425.6
Conventional Steam Coal | Walter Scott Jr Energy Center | 2007 | 922.5
Conventional Steam Coal | Welsh | 1982 | 558
Conventional Steam Coal | Weston | 1981 | 350.5
Conventional Steam Coal | Weston | 2008 | 595
Conventional Steam Coal | Westwood Generation LLC | 1987 | 36
Conventional Steam Coal | Whelan Energy Center | 1981 | 76.3
Conventional Steam Coal | Whelan Energy Center | 2011 | 248
Conventional Steam Coal | White Bluff | 1980 | 900
Conventional Steam Coal | White Bluff | 1981 | 900
Conventional Steam Coal | Winyah | 1980 | 315
Conventional Steam Coal | Winyah | 1981 | 315
Conventional Steam Coal | Wygen 1 | 2003 | 90
Conventional Steam Coal | Wygen 2 | 2008 | 95
Conventional Steam Coal | Wygen III | 2010 | 116
Conventional Steam Coal | River Valley | 1990 | 350
Conventional Steam Coal | Pleasants Power Station | 1980 | 684
Conventional Steam Coal | Colver Green Energy | 1995 | 118
Conventional Steam Coal | Scrubgrass Reclamation CO. LP. | 1993 | 94.7
Geothermal | Aidlin Geothermal Power Plant | 1989 | 25
Geothermal | Amedee Geothermal Venture I | 1988 | 3
Geothermal | Blundell | 1984 | 30.7
Geothermal | Blundell | 2007 | 14.1
Geothermal | Bottle Rock Power | 1985 | 55
Geothermal | Brady | 2002 | 6.5
Geothermal | Brady | 2018 | 15
Geothermal | Calistoga Power Plant | 1984 | 176.4
Geothermal | CE Leathers | 1989 | 45.5
Geothermal | CE Turbo LLC | 2000 | 11.5
Geothermal | Coso Energy Developers | 1988 | 60
Geothermal | Coso Energy Developers | 1989 | 30
Geothermal | Coso Finance Partners | 1987 | 32.2
Geothermal | Coso Finance Partners | 1988 | 60
Geothermal | Coso Power Developers | 1989 | 90
Geothermal | Del Ranch Company | 1988 | 45.5
Geothermal | Desert Peak Power Plant | 2006 | 26
Geothermal | Don A Campbell 1 Geothermal | 2014 | 22.5
Geothermal | Don A Campbell 2 Geothermal | 2015 | 25
Geothermal | Elmore Company | 1988 | 45.5
Geothermal | Enel Cove Fort | 2013 | 25
Geothermal | ENEL Salt Wells LLC | 2009 | 23.6
Geothermal | Galena 2 Geothermal Power Plant | 2007 | 13.5
Geothermal | Galena 3 Geothermal Power Plant | 2008 | 30
Geothermal | Geo East Mesa II | 1989 | 21.6
Geothermal | Geothermal 1 | 1983 | 110
Geothermal | Geothermal 2 | 1985 | 55
Geothermal | Geothermal 2 | 1986 | 55
Geothermal | Geysers Unit 5-20 | 1980 | 251
Geothermal | Geysers Unit 5-20 | 1982 | 118
Geothermal | Geysers Unit 5-20 | 1983 | 118
Geothermal | Geysers Unit 5-20 | 1985 | 236
Geothermal | Heber Geothermal | 1985 | 52
Geothermal | Heber Geothermal | 2006 | 10.5
Geothermal | Heber Geothermal | 2018 | 19
Geothermal | Jersey Valley Geothermal Power Plant | 2010 | 23.5
Geothermal | John L. Featherstone Plant | 2012 | 55
Geothermal | Lightning Dock Geothermal HI-01, LLC | 2013 | 4
Geothermal | Lightning Dock Geothermal HI-01, LLC | 2018 | 15.2
Geothermal | McGinness Hills | 2012 | 52
Geothermal | McGinness Hills | 2015 | 48
Geothermal | Neal Hot Springs Geothermal Project | 2012 | 33
Geothermal | NGP Blue Mountain I LLC | 2009 | 63.9
Geothermal | North Brawley Geothermal Plant | 2009 | 80
Geothermal | Ormesa I | 1986 | 2.4
Geothermal | Ormesa I | 2003 | 24
Geothermal | Ormesa II | 1989 | 12
Geothermal | Ormesa II | 2007 | 12
Geothermal | Paisley Geothermal Generating Plant | 2015 | 3.7
Geothermal | Puna Geothermal Venture I | 1992 | 35
Geothermal | Puna Geothermal Venture I | 2012 | 16
Geothermal | Raft River Geothermal Power Plant | 2008 | 18
Geothermal | Richard Burdette Geothermal | 2005 | 30
Geothermal | Salton Sea Power Gen Co - Unit 2 | 1990 | 20
Geothermal | Salton Sea Power Gen Co - Unit 3 | 1989 | 53.9
Geothermal | Salton Sea Power Gen Co - Unit 4 | 1996 | 47.5
Geothermal | Salton Sea Power Gen Co Unit 1 | 1982 | 10
Geothermal | Salton Sea Power LLC - Unit 5 | 2000 | 58.3
Geothermal | San Emidio | 2012 | 11.8
Geothermal | Second Imperial Geothermal | 1993 | 48
Geothermal | Second Imperial Geothermal | 2006 | 16
Geothermal | Second Imperial Geothermal | 2008 | 16
Geothermal | Soda Lake Geothermal No I II | 1990 | 10.5
Geothermal | Sonoma California Geothermal | 1983 | 78
Geothermal | Steamboat II | 1992 | 18.2
Geothermal | Steamboat III | 1992 | 18.2
Geothermal | Stillwater Facility | 2009 | 47.2
Geothermal | Thermo No 1 | 2013 | 14
Geothermal | Tuscarora Geothermal Power Plant | 2012 | 32
Geothermal | Vulcan-BN Geothermal Power Company | 1985 | 39.6
Geothermal | Patua Acquisition Project, LLC | 2013 | 48
Geothermal | Tungsten Mountain | 2017 | 37
Geothermal | Whitegrass No. 1 | 2018 | 6.4
Geothermal | Soda Lake 3 | 2019 | 26
Geothermal | Beowawe | 1985 | 17
Geothermal | Beowawe | 2011 | 3.6
Geothermal | Mammoth G3 | 1990 | 15
Geothermal | Mammoth G1 | 1984 | 10
Geothermal | Mammoth G2 | 1990 | 15
Geothermal | Ormesa III | 1989 | 21.6
Geothermal | Ormesa III | 2007 | 8
Geothermal | Dixie Valley | 1988 | 64.7
Geothermal | Dixie Valley | 2012 | 6.2
Municipal Solid Waste | Camden Resource Recovery Facility | 1991 | 35
Municipal Solid Waste | Covanta Bristol Energy | 1987 | 16.3
Municipal Solid Waste | Covanta Delaware Valley | 1991 | 90
Municipal Solid Waste | Covanta Essex Company | 1990 | 69.8
Municipal Solid Waste | Covanta Fairfax Energy | 1990 | 124
Municipal Solid Waste | Covanta Haverhill | 1989 | 46
Municipal Solid Waste | Covanta Hempstead | 1989 | 78.6
Municipal Solid Waste | Covanta Hennepin Energy | 1989 | 39.5
Municipal Solid Waste | Covanta Lake County Energy | 1990 | 15.5
Municipal Solid Waste | Covanta Marion Inc | 1986 | 13.1
Municipal Solid Waste | Covanta Southeastern Connecticut Company | 1991 | 18.3
Municipal Solid Waste | Covanta Stanislaus Energy | 1988 | 24
Municipal Solid Waste | CT Resource Rec Authority Facility | 1988 | 90
Municipal Solid Waste | Hillsborough County Resource Recovery | 1987 | 29
Municipal Solid Waste | Hillsborough County Resource Recovery | 2009 | 18
Municipal Solid Waste | Huntington Resource Recovery Facility | 1991 | 28
Municipal Solid Waste | Lancaster County Resource Recovery | 1990 | 35.7
Municipal Solid Waste | Lee County Solid Waste Energy | 1994 | 39
Municipal Solid Waste | Lee County Solid Waste Energy | 2007 | 20
Municipal Solid Waste | McKay Bay Facility | 1985 | 22.1
Municipal Solid Waste | Miami Dade County Resource Recovery Fac | 1981 | 77
Municipal Solid Waste | Montgomery County Resource Recovery | 1995 | 67.8
Municipal Solid Waste | Palm Beach Renewable Energy Facility 2 | 2015 | 96
Municipal Solid Waste | Pasco Cnty Solid Waste Resource Recovery | 1991 | 31.2
Municipal Solid Waste | Pinellas County Resource Recovery | 1983 | 50.5
Municipal Solid Waste | Pinellas County Resource Recovery | 1986 | 26
Municipal Solid Waste | Pioneer Valley Resource Recovery | 1988 | 9.4
Municipal Solid Waste | Regional Waste Systems | 1988 | 13.3
Municipal Solid Waste | SEMASS Resource Recovery | 1988 | 64.5
Municipal Solid Waste | SEMASS Resource Recovery | 1993 | 34
Municipal Solid Waste | Spokane Waste to Energy | 1991 | 26
Municipal Solid Waste | Wheelabrator Bridgeport | 1988 | 67
Municipal Solid Waste | Wheelabrator Concord Facility | 1989 | 14
Municipal Solid Waste | Wheelabrator Falls | 1994 | 53.3
Municipal Solid Waste | Wheelabrator Gloucester LP | 1990 | 14
Municipal Solid Waste | Wheelabrator Hudson Falls | 1991 | 14.4
Municipal Solid Waste | Wheelabrator Lisbon | 1995 | 14.6
Municipal Solid Waste | Wheelabrator Millbury Facility | 1987 | 47.6
Municipal Solid Waste | Wheelabrator North Andover | 1985 | 40.3
Municipal Solid Waste | Wheelabrator Saugus | 1985 | 53.7
Municipal Solid Waste | Wheelabrator South Broward | 1991 | 66
Municipal Solid Waste | York County Resource Recovery | 1989 | 36.5
Natural Gas Fired Combined Cycle | 500MW CC | 2005 | 528
Natural Gas Fired Combined Cycle | Acadia Energy Center | 2002 | 1389.2
Natural Gas Fired Combined Cycle | Afton Generating Station | 2002 | 177
Natural Gas Fired Combined Cycle | Afton Generating Station | 2007 | 110
Natural Gas Fired Combined Cycle | Agnews Power Plant | 1990 | 32
Natural Gas Fired Combined Cycle | Algonquin Power Sanger LLC | 2007 | 49
Natural Gas Fired Combined Cycle | Algonquin Power Sanger LLC | 2012 | 12.5
Natural Gas Fired Combined Cycle | Allegany Cogen | 1994 | 67
Natural Gas Fired Combined Cycle | ANP Bellingham Energy Project | 2002 | 578
Natural Gas Fired Combined Cycle | ANP Blackstone Energy Project | 2001 | 578
Natural Gas Fired Combined Cycle | Apex Generating Station | 2003 | 600.6
Natural Gas Fired Combined Cycle | Arapahoe Combustion Turbine Project | 2000 | 142.2
Natural Gas Fired Combined Cycle | Arapahoe Combustion Turbine Project | 2002 | 51.8
Natural Gas Fired Combined Cycle | Arlington Valley Energy Facility | 2002 | 713
Natural Gas Fired Combined Cycle | Arthur Von Rosenberg | 2000 | 575
Natural Gas Fired Combined Cycle | Arvah B Hopkins | 2008 | 198.9
Natural Gas Fired Combined Cycle | Asheville | 2019 | 294
Natural Gas Fired Combined Cycle | Astoria Energy | 2006 | 595
Natural Gas Fired Combined Cycle | Astoria Energy II | 2011 | 650
Natural Gas Fired Combined Cycle | Athens Generating Plant | 2003 | 270.3
Natural Gas Fired Combined Cycle | Athens Generating Plant | 2004 | 951.3
Natural Gas Fired Combined Cycle | Attala | 2001 | 551.3
Natural Gas Fired Combined Cycle | Barney M Davis | 2010 | 379.2
Natural Gas Fired Combined Cycle | Barry | 2000 | 1070.8
Natural Gas Fired Combined Cycle | Bastrop Energy Center | 2002 | 618.7
Natural Gas Fired Combined Cycle | Batavia Power Plant | 1992 | 66.2
Natural Gas Fired Combined Cycle | Batesville Generation Facility | 2000 | 891
Natural Gas Fired Combined Cycle | Bear Garden | 2011 | 559
Natural Gas Fired Combined Cycle | Beatrice | 2005 | 247.1
Natural Gas Fired Combined Cycle | Bellingham Cogeneration Facility | 1991 | 386.1
Natural Gas Fired Combined Cycle | Bergen Generating Station | 1995 | 450
Natural Gas Fired Combined Cycle | Bergen Generating Station | 2002 | 625.6
Natural Gas Fired Combined Cycle | Berkshire Power | 1999 | 289
Natural Gas Fired Combined Cycle | Bethlehem Energy Center | 2005 | 893.1
Natural Gas Fired Combined Cycle | Bethlehem Power Plant | 2002 | 381
Natural Gas Fired Combined Cycle | Bethlehem Power Plant | 2003 | 772
Natural Gas Fired Combined Cycle | Bethpage Power Plant | 1989 | 83.6
Natural Gas Fired Combined Cycle | Bethpage Power Plant | 2005 | 96
Natural Gas Fired Combined Cycle | Black Dog | 2002 | 187.9
Natural Gas Fired Combined Cycle | Bluffview | 2005 | 67
Natural Gas Fired Combined Cycle | Blythe Energy Inc | 2003 | 591
Natural Gas Fired Combined Cycle | Bosque County Peaking | 2000 | 308
Natural Gas Fired Combined Cycle | Bosque County Peaking | 2001 | 249
Natural Gas Fired Combined Cycle | Bosque County Peaking | 2010 | 250
Natural Gas Fired Combined Cycle | Brandy Branch | 2001 | 370
Natural Gas Fired Combined Cycle | Brandy Branch | 2005 | 228.1
Natural Gas Fired Combined Cycle | Bridgeport Energy Project | 1998 | 340
Natural Gas Fired Combined Cycle | Bridgeport Energy Project | 1999 | 180
Natural Gas Fired Combined Cycle | Bridgeport Station | 2019 | 576.3
Natural Gas Fired Combined Cycle | Brush Generation Facility | 1990 | 61.8
Natural Gas Fired Combined Cycle | Brush Generation Facility | 1994 | 74
Natural Gas Fired Combined Cycle | Brush Generation Facility | 1999 | 47.6
Natural Gas Fired Combined Cycle | Brush Generation Facility | 2002 | 90
Natural Gas Fired Combined Cycle | Buck | 2011 | 697.9
Natural Gas Fired Combined Cycle | Butler-Warner Generation Plant | 1980 | 28.8
Natural Gas Fired Combined Cycle | Butler-Warner Generation Plant | 1988 | 73
Natural Gas Fired Combined Cycle | C D McIntosh Jr | 2001 | 249
Natural Gas Fired Combined Cycle | C D McIntosh Jr | 2002 | 135
Natural Gas Fired Combined Cycle | Caithness Long Island Energy Center | 2009 | 348.9
Natural Gas Fired Combined Cycle | Caledonia | 2003 | 801
Natural Gas Fired Combined Cycle | Cane Island | 1995 | 116
Natural Gas Fired Combined Cycle | Cane Island | 2002 | 234.5
Natural Gas Fired Combined Cycle | Cane Island | 2011 | 323.5
Natural Gas Fired Combined Cycle | Cane Run | 2015 | 807
Natural Gas Fired Combined Cycle | Cape Canaveral | 2013 | 1295
Natural Gas Fired Combined Cycle | Carr Street Generating Station | 1993 | 122.6
Natural Gas Fired Combined Cycle | Carson Cogeneration | 1989 | 45.3
Natural Gas Fired Combined Cycle | Carson Cogeneration | 1990 | 10.5
Natural Gas Fired Combined Cycle | Carson Ice-Gen Project | 1995 | 71.5
Natural Gas Fired Combined Cycle | Carthage Energy LLC | 1991 | 62.9
Natural Gas Fired Combined Cycle | Castleton Energy Center | 1992 | 72
Natural Gas Fired Combined Cycle | Cedar Bayou 4 | 2009 | 535.5
Natural Gas Fired Combined Cycle | Central Energy Plant | 1989 | 70
Natural Gas Fired Combined Cycle | CES Placerita Power Plant | 1988 | 90
Natural Gas Fired Combined Cycle | CH Resources Syracuse | 1994 | 102.7
Natural Gas Fired Combined Cycle | Chattahoochee Energy Facility | 2003 | 539.7
Natural Gas Fired Combined Cycle | Chehalis Generating Facility | 2003 | 698
Natural Gas Fired Combined Cycle | Cherokee | 2015 | 625.6
Natural Gas Fired Combined Cycle | Chesterfield | 1990 | 219.4
Natural Gas Fired Combined Cycle | Chesterfield | 1992 | 227.2
Natural Gas Fired Combined Cycle | Cheyenne Prairie Generating Station | 2014 | 100
Natural Gas Fired Combined Cycle | Choctaw County | 2003 | 899
Natural Gas Fired Combined Cycle | Chouteau | 2000 | 534.8
Natural Gas Fired Combined Cycle | Chouteau | 2011 | 534.8
Natural Gas Fired Combined Cycle | Chuck Lenzie Generating Station | 2006 | 1465.6
Natural Gas Fired Combined Cycle | Clark (NVE) | 1980 | 92.5
Natural Gas Fired Combined Cycle | Clark (NVE) | 1982 | 92.5
Natural Gas Fired Combined Cycle | Clark (NVE) | 1993 | 104.4
Natural Gas Fired Combined Cycle | Clark (NVE) | 1994 | 104.4
Natural Gas Fired Combined Cycle | Clearwater Power Plant | 2005 | 49
Natural Gas Fired Combined Cycle | Colorado Bend Energy Center | 2002 | 360
Natural Gas Fired Combined Cycle | Colorado Bend Energy Center | 2007 | 105.1
Natural Gas Fired Combined Cycle | Colorado Bend Energy Center | 2008 | 115
Natural Gas Fired Combined Cycle | Columbia Energy Center (SC) | 2004 | 668.5
Natural Gas Fired Combined Cycle | Colusa Generating Station | 2010 | 712.4
Natural Gas Fired Combined Cycle | Cordova Energy | 2001 | 611.2
Natural Gas Fired Combined Cycle | Cosumnes | 2006 | 556.8
Natural Gas Fired Combined Cycle | Cottonwood Energy Project | 2003 | 1433.6
Natural Gas Fired Combined Cycle | Coughlin Power Station | 2000 | 566.1
Natural Gas Fired Combined Cycle | Coyote Springs | 1995 | 296
Natural Gas Fired Combined Cycle | Coyote Springs II | 2003 | 287
Natural Gas Fired Combined Cycle | Crystal River | 2018 | 1970.6
Natural Gas Fired Combined Cycle | Currant Creek | 2005 | 344
Natural Gas Fired Combined Cycle | Currant Creek | 2006 | 305
Natural Gas Fired Combined Cycle | Curtis H Stanton Energy Center | 2003 | 688.3
Natural Gas Fired Combined Cycle | Dan River | 2012 | 697.9
Natural Gas Fired Combined Cycle | Dartmouth Power Associates LP | 1992 | 74.1
Natural Gas Fired Combined Cycle | Decatur Energy Center | 2002 | 691.6
Natural Gas Fired Combined Cycle | Decatur Energy Center | 2003 | 210.8
Natural Gas Fired Combined Cycle | Deer Creek Station | 2012 | 324
Natural Gas Fired Combined Cycle | Dell Power Station | 2007 | 679.1
Natural Gas Fired Combined Cycle | Delta Energy Center | 2002 | 943.5
Natural Gas Fired Combined Cycle | Desert Basin | 2001 | 646.1
Natural Gas Fired Combined Cycle | Desert Star Energy Center | 2000 | 537.3
Natural Gas Fired Combined Cycle | Dighton Power Plant | 1999 | 200
Natural Gas Fired Combined Cycle | Dogwood Energy Facility | 2001 | 385.2
Natural Gas Fired Combined Cycle | Dogwood Energy Facility | 2002 | 270
Natural Gas Fired Combined Cycle | Donald Von Raesfeld Power Plant | 2005 | 154
Natural Gas Fired Combined Cycle | Doswell Energy Center | 1991 | 376
Natural Gas Fired Combined Cycle | Doswell Energy Center | 1992 | 376
Natural Gas Fired Combined Cycle | Dresden Energy Facility | 2012 | 678.3
Natural Gas Fired Combined Cycle | E B Harris Electric Generating Plant | 2003 | 1304
Natural Gas Fired Combined Cycle | Eagle Point Power Generation | 1990 | 180
Natural Gas Fired Combined Cycle | Eagle Point Power Generation | 1991 | 45
Natural Gas Fired Combined Cycle | Eagle Point Power Generation | 2016 | 26.8
Natural Gas Fired Combined Cycle | Eagle Valley (IN) | 2018 | 644
Natural Gas Fired Combined Cycle | El Segundo Energy Center LLC | 2013 | 537.4
Natural Gas Fired Combined Cycle | Emery Station | 2004 | 602.8
Natural Gas Fired Combined Cycle | Encogen | 1993 | 176.4
Natural Gas Fired Combined Cycle | Ennis Power Company LLC | 2002 | 418
Natural Gas Fired Combined Cycle | Fairless Energy Center | 2004 | 1338
Natural Gas Fired Combined Cycle | Faribault Energy Park | 2005 | 212.5
Natural Gas Fired Combined Cycle | Faribault Energy Park | 2007 | 122
Natural Gas Fired Combined Cycle | Fayette Energy Facility | 2003 | 714.9
Natural Gas Fired Combined Cycle | Ferndale Generating Station | 1994 | 285.5
Natural Gas Fired Combined Cycle | Fore River Generating Station | 2003 | 872.2
Natural Gas Fired Combined Cycle | Forney Energy Center | 2003 | 1894.2
Natural Gas Fired Combined Cycle | Fort Myers | 2000 | 564.6
Natural Gas Fired Combined Cycle | Fort Myers | 2001 | 564.6
Natural Gas Fired Combined Cycle | Fort St Vrain | 1996 | 175.1
Natural Gas Fired Combined Cycle | Fort St Vrain | 1998 | 342.6
Natural Gas Fired Combined Cycle | Fort St Vrain | 1999 | 175.1
Natural Gas Fired Combined Cycle | Fort St Vrain | 2001 | 175.1
Natural Gas Fired Combined Cycle | Fox Energy Center | 2005 | 419.9
Natural Gas Fired Combined Cycle | Fox Energy Center | 2006 | 198.9
Natural Gas Fired Combined Cycle | Frederickson Power LP | 2002 | 318.3
Natural Gas Fired Combined Cycle | Freestone Energy Center | 2002 | 1036
Natural Gas Fired Combined Cycle | Fremont Energy Center | 2012 | 739.5
Natural Gas Fired Combined Cycle | Front Range Power Plant | 2003 | 554.3
Natural Gas Fired Combined Cycle | Garrison Energy Center LLC | 2015 | 361
Natural Gas Fired Combined Cycle | Gateway Generating Station | 2009 | 619.7
Natural Gas Fired Combined Cycle | General Electric Plastic | 1999 | 97
Natural Gas Fired Combined Cycle | George M Sullivan Generation Plant 2 | 2017 | 151.7
Natural Gas Fired Combined Cycle | Gila River Power Block 3 | 2003 | 619
Natural Gas Fired Combined Cycle | Glenarm | 2016 | 87
Natural Gas Fired Combined Cycle | Goldendale Generating Station | 2004 | 302.8
Natural Gas Fired Combined Cycle | Gordonsville Energy LP | 1994 | 300.4
Natural Gas Fired Combined Cycle | Grand Tower Energy Center LLC | 2001 | 446.4
Natural Gas Fired Combined Cycle | Granite Ridge | 2003 | 790
Natural Gas Fired Combined Cycle | Grays Harbor Energy Facility | 2008 | 714.9
Natural Gas Fired Combined Cycle | Greater Des Moines | 2003 | 380.8
Natural Gas Fired Combined Cycle | Greater Des Moines | 2004 | 195.5
Natural Gas Fired Combined Cycle | GREC | 2017 | 600.3
Natural Gas Fired Combined Cycle | Green Country Energy LLC | 2002 | 903.9
Natural Gas Fired Combined Cycle | Griffith Energy LLC | 2002 | 655
Natural Gas Fired Combined Cycle | Guadalupe Generating Station | 2000 | 1088.2
Natural Gas Fired Combined Cycle | H Allen Franklin Combined Cycle | 2002 | 1307.6
Natural Gas Fired Combined Cycle | H Allen Franklin Combined Cycle | 2008 | 688.1
Natural Gas Fired Combined Cycle | H L Culbreath Bayside Power Station | 2003 | 569.7
Natural Gas Fired Combined Cycle | H L Culbreath Bayside Power Station | 2004 | 759.6
Natural Gas Fired Combined Cycle | Hanging Rock Energy Facility | 2003 | 1429.8
Natural Gas Fired Combined Cycle | Harbor | 1995 | 245.6
Natural Gas Fired Combined Cycle | Harbor Cogen | 1988 | 82.3
Natural Gas Fired Combined Cycle | Harbor Cogen | 2001 | 25.1
Natural Gas Fired Combined Cycle | Hardee Power Station | 1993 | 287.7
Natural Gas Fired Combined Cycle | Harquahala Generating Project | 2004 | 1277.1
Natural Gas Fired Combined Cycle | Harrison County Power Project | 2003 | 570
Natural Gas Fired Combined Cycle | Harry Allen | 2011 | 558.5
Natural Gas Fired Combined Cycle | Harry L. Oswald | 2002 | 599.5
Natural Gas Fired Combined Cycle | Hawthorn | 1997 | 170
Natural Gas Fired Combined Cycle | Hawthorn | 2000 | 142.8
Natural Gas Fired Combined Cycle | Hay Road | 1989 | 244
Natural Gas Fired Combined Cycle | Hay Road | 1991 | 122
Natural Gas Fired Combined Cycle | Hay Road | 1993 | 200
Natural Gas Fired Combined Cycle | Hay Road | 2001 | 432
Natural Gas Fired Combined Cycle | Hay Road | 2002 | 195
Natural Gas Fired Combined Cycle | Haynes | 2005 | 629.9
Natural Gas Fired Combined Cycle | Hays Energy Project | 2002 | 989
Natural Gas Fired Combined Cycle | Hermiston Power Partnership | 2002 | 689.4
Natural Gas Fired Combined Cycle | Hidalgo Energy Center | 2000 | 551.3
Natural Gas Fired Combined Cycle | Higgins Generating Station | 2004 | 688.4
Natural Gas Fired Combined Cycle | High Bridge | 2008 | 644
Natural Gas Fired Combined Cycle | High Desert Power Plant | 2003 | 852
Natural Gas Fired Combined Cycle | Hillabee Energy Center | 2010 | 822.8
Natural Gas Fired Combined Cycle | Hinds Energy Facility | 2001 | 551.3
Natural Gas Fired Combined Cycle | Hines Energy Complex | 1999 | 546.5
Natural Gas Fired Combined Cycle | Hines Energy Complex | 2003 | 548.3
Natural Gas Fired Combined Cycle | Hines Energy Complex | 2005 | 561
Natural Gas Fired Combined Cycle | Hines Energy Complex | 2007 | 610.5
Natural Gas Fired Combined Cycle | Hobbs Generating Station | 2008 | 674.3
Natural Gas Fired Combined Cycle | Hog Bayou Energy Center | 2001 | 280
Natural Gas Fired Combined Cycle | Holland Energy Facility | 2002 | 702.1
Natural Gas Fired Combined Cycle | Hot Spring Generating Facility | 2002 | 714.8
Natural Gas Fired Combined Cycle | Hunlock Power Station | 2011 | 96
Natural Gas Fired Combined Cycle | Hunterstown Power Plant | 2003 | 898
Natural Gas Fired Combined Cycle | Hutchinson Plant #2 | 1994 | 65.5
Natural Gas Fired Combined Cycle | J Lamar Stall Unit | 2010 | 624
Natural Gas Fired Combined Cycle | J Robert Massengale | 2000 | 40
Natural Gas Fired Combined Cycle | Jack County | 2006 | 640
Natural Gas Fired Combined Cycle | Jack County | 2011 | 640
Natural Gas Fired Combined Cycle | Jack McDonough | 2011 | 921.6
Natural Gas Fired Combined Cycle | Jack McDonough | 2012 | 1843.2
Natural Gas Fired Combined Cycle | Jackson Generating Station | 2002 | 649
Natural Gas Fired Combined Cycle | Jasper | 2004 | 1001.7
Natural Gas Fired Combined Cycle | JM Shafer Generating Station | 1994 | 396.9
Natural Gas Fired Combined Cycle | John R Kelly | 2001 | 96.1
Natural Gas Fired Combined Cycle | John S Rainey | 2001 | 520
Natural Gas Fired Combined Cycle | John Sevier | 2012 | 996.9
Natural Gas Fired Combined Cycle | Johnson County | 1996 | 282.6
Natural Gas Fired Combined Cycle | Kendall County Generation Facility | 2002 | 1256
Natural Gas Fired Combined Cycle | Kiamichi Energy Facility | 2003 | 1370
Natural Gas Fired Combined Cycle | Kleen Energy Systems Project | 2011 | 693
Natural Gas Fired Combined Cycle | Kyrene | 2002 | 292
Natural Gas Fired Combined Cycle | L L Wilkins | 1996 | 6
Natural Gas Fired Combined Cycle | L V Sutton Combined Cycle | 2013 | 730
Natural Gas Fired Combined Cycle | Lagoon Creek | 2010 | 604.4
Natural Gas Fired Combined Cycle | Lake Road Generating Plant | 2002 | 840
Natural Gas Fired Combined Cycle | Lake Side Power Plant | 2007 | 657
Natural Gas Fired Combined Cycle | Lake Side Power Plant | 2014 | 728
Natural Gas Fired Combined Cycle | Lamar Power Project | 2000 | 1112.6
Natural Gas Fired Combined Cycle | Langley Gulch Power Plant | 2012 | 318.5
Natural Gas Fired Combined Cycle | Lansing BWL REO Town Plant | 2013 | 98
Natural Gas Fired Combined Cycle | Lansing Smith | 2002 | 619.7
Natural Gas Fired Combined Cycle | Larsen Memorial | 1992 | 86.2
Natural Gas Fired Combined Cycle | Las Vegas Generating Station | 1994 | 61.3
Natural Gas Fired Combined Cycle | Las Vegas Generating Station | 2003 | 297.6
Natural Gas Fired Combined Cycle | Lee Combined Cycle Plant | 2012 | 1068
Natural Gas Fired Combined Cycle | Liberty Electric Power Plant | 2002 | 614
Natural Gas Fired Combined Cycle | Lodi Energy Center | 2012 | 288.9
Natural Gas Fired Combined Cycle | Los Esteros Critical Energy Center | 2003 | 180
Natural Gas Fired Combined Cycle | Los Esteros Critical Energy Center | 2013 | 126.1
Natural Gas Fired Combined Cycle | Lost Pines 1 Power Project | 2001 | 609
Natural Gas Fired Combined Cycle | Lower Mount Bethel Energy | 2004 | 651.6
Natural Gas Fired Combined Cycle | Luna Energy Facility | 2006 | 650
Natural Gas Fired Combined Cycle | Magic Valley Generating Station | 2002 | 801
Natural Gas Fired Combined Cycle | Magnet Cove | 2005 | 504
Natural Gas Fired Combined Cycle | Magnet Cove | 2006 | 242
Natural Gas Fired Combined Cycle | Magnolia Power Plant | 2003 | 1003.5
Natural Gas Fired Combined Cycle | Magnolia Power Project | 2005 | 387.6
Natural Gas Fired Combined Cycle | Maine Independence Station | 2000 | 550.2
Natural Gas Fired Combined Cycle | Malburg | 2005 | 130
Natural Gas Fired Combined Cycle | Manatee | 2005 | 1224.6
Natural Gas Fired Combined Cycle | Manchester Street | 1995 | 515
Natural Gas Fired Combined Cycle | Mankato Energy Center | 2006 | 552.1
Natural Gas Fired Combined Cycle | Mankato Energy Center | 2019 | 188.7
Natural Gas Fired Combined Cycle | Martin | 1994 | 1224
Natural Gas Fired Combined Cycle | Martin | 2001 | 376.4
Natural Gas Fired Combined Cycle | Martin | 2005 | 848.1
Natural Gas Fired Combined Cycle | Massena Energy Facility | 1992 | 102.1
Natural Gas Fired Combined Cycle | McClain Energy Facility | 2001 | 551.3
Natural Gas Fired Combined Cycle | McIntosh Combined Cycle Facility | 2005 | 1376.6
Natural Gas Fired Combined Cycle | McWilliams | 1996 | 107
Natural Gas Fired Combined Cycle | McWilliams | 2002 | 507
Natural Gas Fired Combined Cycle | Mesquite Generating Station Block 1 | 2003 | 691.6
Natural Gas Fired Combined Cycle | Mesquite Generating Station Block 2 | 2003 | 691.6
Natural Gas Fired Combined Cycle | Metcalf Energy Center | 2005 | 635
Natural Gas Fired Combined Cycle | Midlothian Energy Facility | 2000 | 1156
Natural Gas Fired Combined Cycle | Midlothian Energy Facility | 2001 | 578
Natural Gas Fired Combined Cycle | Midulla Generating Station | 2002 | 543.3
Natural Gas Fired Combined Cycle | Milford Power LP | 1993 | 249.3
Natural Gas Fired Combined Cycle | Milford Power Project | 2004 | 578
Natural Gas Fired Combined Cycle | Millennium Power | 2001 | 427.5
Natural Gas Fired Combined Cycle | Mint Farm Generating Station | 2008 | 319
Natural Gas Fired Combined Cycle | Moselle | 2012 | 167
Natural Gas Fired Combined Cycle | Mountainview Generating Station | 2005 | 518.4
Natural Gas Fired Combined Cycle | Mountainview Generating Station | 2006 | 518.4
Natural Gas Fired Combined Cycle | Mustang Station | 1999 | 348.4
Natural Gas Fired Combined Cycle | Mustang Station | 2000 | 172.6
Natural Gas Fired Combined Cycle | Mystic Generating Station | 2003 | 1744.4
Natural Gas Fired Combined Cycle | NAEA Lakewood LLC | 1994 | 236.8
Natural Gas Fired Combined Cycle | Nebo Power Station | 2004 | 140
Natural Gas Fired Combined Cycle | Nelson Energy Center | 2015 | 627.5
Natural Gas Fired Combined Cycle | New Covert Generating Facility | 2004 | 1176
Natural Gas Fired Combined Cycle | Newark Bay Cogeneration Partnership LP | 1993 | 152
Natural Gas Fired Combined Cycle | Newark Energy Center | 2015 | 735
Natural Gas Fired Combined Cycle | Newington | 2002 | 605.5
Natural Gas Fired Combined Cycle | Newman | 2009 | 173
Natural Gas Fired Combined Cycle | Newman | 2011 | 134
Natural Gas Fired Combined Cycle | Nine Mile Point | 2014 | 649.5
Natural Gas Fired Combined Cycle | Noblesville | 2003 | 183
Natural Gas Fired Combined Cycle | Northeastern | 2001 | 357
Natural Gas Fired Combined Cycle | Nueces Bay | 2010 | 379.2
Natural Gas Fired Combined Cycle | Ocean State Power | 1990 | 254.2
Natural Gas Fired Combined Cycle | Ocean State Power II | 1991 | 254.2
Natural Gas Fired Combined Cycle | Oneta Energy Center | 2002 | 607
Natural Gas Fired Combined Cycle | Oneta Energy Center | 2003 | 607
Natural Gas Fired Combined Cycle | Ontelaunee Energy Center | 2002 | 728
Natural Gas Fired Combined Cycle | Osprey Energy Center Power Plant | 2004 | 644.2
Natural Gas Fired Combined Cycle | Otay Mesa Generating Project | 2009 | 688.5
Natural Gas Fired Combined Cycle | Ouachita | 2002 | 903.9
Natural Gas Fired Combined Cycle | P L Bartow | 2009 | 1254
Natural Gas Fired Combined Cycle | Palomar Energy | 2005 | 330
Natural Gas Fired Combined Cycle | Palomar Energy | 2006 | 229
Natural Gas Fired Combined Cycle | Panda Sherman Power Station | 2014 | 803.2
Natural Gas Fired Combined Cycle | Panda Temple Power Station | 2014 | 803.2
Natural Gas Fired Combined Cycle | Panda Temple Power Station | 2015 | 803.2
Natural Gas Fired Combined Cycle | Paradise | 2017 | 1160
Natural Gas Fired Combined Cycle | Paris Energy Center | 1989 | 265.6
Natural Gas Fired Combined Cycle | Parlin Power Plant | 1991 | 135
Natural Gas Fired Combined Cycle | Pastoria Energy Facility, LLC | 2005 | 779
Natural Gas Fired Combined Cycle | Pedricktown Cogeneration Company LP | 1992 | 140.2
Natural Gas Fired Combined Cycle | Perryville Power Station | 2002 | 637.9
Natural Gas Fired Combined Cycle | Pinelawn Power LLC | 2005 | 82
Natural Gas Fired Combined Cycle | Polk | 2000 | 175.8
Natural Gas Fired Combined Cycle | Polk | 2002 | 175.8
Natural Gas Fired Combined Cycle | Polk | 2007 | 351.6
Natural Gas Fired Combined Cycle | Polk | 2017 | 463
Natural Gas Fired Combined Cycle | Ponca City | 1995 | 54
Natural Gas Fired Combined Cycle | Port Everglades | 2016 | 1352
Natural Gas Fired Combined Cycle | Port Washington Generating Station | 2005 | 604.4
Natural Gas Fired Combined Cycle | Port Washington Generating Station | 2008 | 604.4
Natural Gas Fired Combined Cycle | Port Westward | 2007 | 483
Natural Gas Fired Combined Cycle | Possum Point | 2003 | 613
Natural Gas Fired Combined Cycle | PSEG Linden Generating Station | 2006 | 1355.6
Natural Gas Fired Combined Cycle | PSEG Sewaren Generating Station | 2018 | 609.5
Natural Gas Fired Combined Cycle | Pueblo Airport Generating Station | 2012 | 200
Natural Gas Fired Combined Cycle | Quail Run Energy Center | 2002 | 173
Natural Gas Fired Combined Cycle | Quail Run Energy Center | 2007 | 279.3
Natural Gas Fired Combined Cycle | Quail Run Energy Center | 2008 | 98.1
Natural Gas Fired Combined Cycle | Quantum Choctaw Power LLC | 2006 | 850.5
Natural Gas Fired Combined Cycle | Rathdrum Power LLC | 2001 | 301.5
Natural Gas Fired Combined Cycle | Ravenswood | 2003 | 268.5
Natural Gas Fired Combined Cycle | Red Hawk | 2002 | 1140.3
Natural Gas Fired Combined Cycle | Red Oak Power LLC | 2002 | 821.1
Natural Gas Fired Combined Cycle | Redbud Power Plant | 2004 | 1433.6
Natural Gas Fired Combined Cycle | Redding Power | 1989 | 26.8
Natural Gas Fired Combined Cycle | Redding Power | 2002 | 40
Natural Gas Fired Combined Cycle | Redding Power | 2011 | 42.5
Natural Gas Fired Combined Cycle | Rensselaer Cogen | 1994 | 88.2
Natural Gas Fired Combined Cycle | Rhode Island State Energy Center | 2002 | 596
Natural Gas Fired Combined Cycle | Richard M Flynn | 1994 | 170
Natural Gas Fired Combined Cycle | Rifle Generating Station | 1987 | 84
Natural Gas Fired Combined Cycle | Rio Nogales Power Project | 2002 | 940.2
Natural Gas Fired Combined Cycle | River Road Gen Plant | 1997 | 248
Natural Gas Fired Combined Cycle | Riverside (MN) | 1987 | 164.7
Natural Gas Fired Combined Cycle | Riverside (MN) | 2009 | 421.2
Natural Gas Fired Combined Cycle | Riverside Energy Center | 2004 | 674.9
Natural Gas Fired Combined Cycle | Riverton | 2007 | 148.8
Natural Gas Fired Combined Cycle | Riverton | 2016 | 118.8
Natural Gas Fired Combined Cycle | Riviera | 2014 | 1295
Natural Gas Fired Combined Cycle | Rocky Mountain Energy Center | 2004 | 685.1
Natural Gas Fired Combined Cycle | Roseville Energy Park | 2007 | 165
Natural Gas Fired Combined Cycle | Rowan | 2003 | 593.8
Natural Gas Fired Combined Cycle | Russell City Energy Center | 2013 | 655
Natural Gas Fired Combined Cycle | S O Purdom | 2000 | 270.1
Natural Gas Fired Combined Cycle | Sam Rayburn | 2003 | 189.6
Natural Gas Fired Combined Cycle | Sand Hill | 2004 | 388
Natural Gas Fired Combined Cycle | Sanford | 2002 | 1317.4
Natural Gas Fired Combined Cycle | Sanford | 2003 | 188.2
Natural Gas Fired Combined Cycle | Santa Rosa Energy Center | 2003 | 274.5
Natural Gas Fired Combined Cycle | Santan | 2005 | 622.1
Natural Gas Fired Combined Cycle | Santan | 2006 | 289.9
Natural Gas Fired Combined Cycle | Saranac Facility | 1994 | 285.6
Natural Gas Fired Combined Cycle | Sayreville Cogeneration Facility | 1991 | 430.2
Natural Gas Fired Combined Cycle | SCA Cogen 2 | 1997 | 149.4
Natural Gas Fired Combined Cycle | Scattergood | 2015 | 335.8
Natural Gas Fired Combined Cycle | Sherwood H Smith Jr Energy Complex | 2002 | 594.3
Natural Gas Fired Combined Cycle | Sherwood H Smith Jr Energy Complex | 2011 | 653.5
Natural Gas Fired Combined Cycle | Silas Ray | 1996 | 50
Natural Gas Fired Combined Cycle | Silverhawk | 2004 | 664.7
Natural Gas Fired Combined Cycle | South Point Energy Center | 2001 | 708
Natural Gas Fired Combined Cycle | Southcentral Power Project | 2013 | 203.9
Natural Gas Fired Combined Cycle | SPA Cogen 3 | 1997 | 173.9
Natural Gas Fired Combined Cycle | St Francis Energy Facility | 1999 | 253.3
Natural Gas Fired Combined Cycle | St Francis Energy Facility | 2001 | 253.3
Natural Gas Fired Combined Cycle | Stanton Energy Center | 2010 | 333
Natural Gas Fired Combined Cycle | State Line Combined Cycle | 1997 | 180
Natural Gas Fired Combined Cycle | State Line Combined Cycle | 2001 | 387.5
Natural Gas Fired Combined Cycle | Sterling Power Plant | 1991 | 64.2
Natural Gas Fired Combined Cycle | Stony Brook | 1981 | 255
Natural Gas Fired Combined Cycle | Sugar Creek Power | 2002 | 406.4
Natural Gas Fired Combined Cycle | Sugar Creek Power | 2003 | 213
Natural Gas Fired Combined Cycle | Sumas Power Plant | 1993 | 125.5
Natural Gas Fired Combined Cycle | Sunrise Power LLC | 2001 | 421.2
Natural Gas Fired Combined Cycle | Sunrise Power LLC | 2003 | 264
Natural Gas Fired Combined Cycle | Sutter Energy Center | 2001 | 636
Natural Gas Fired Combined Cycle | Tanner Street Generation | 1992 | 27.1
Natural Gas Fired Combined Cycle | Tanner Street Generation | 2008 | 57.9
Natural Gas Fired Combined Cycle | Tenaska Frontier Generation Station | 2000 | 939.7
Natural Gas Fired Combined Cycle | Tenaska Gateway Generating Station | 2001 | 939.6
Natural Gas Fired Combined Cycle | Tenaska Lindsay Hill Generating Station | 2002 | 939.4
Natural Gas Fired Combined Cycle | Tenaska Virginia Generating Station | 2004 | 1011.4
Natural Gas Fired Combined Cycle | Terry Bundy Generating Station | 2003 | 60.5
Natural Gas Fired Combined Cycle | Terry Bundy Generating Station | 2004 | 88.7
Natural Gas Fired Combined Cycle | Theodore Cogen Facility | 2000 | 317.4
Natural Gas Fired Combined Cycle | Thomas A Smith Energy Facility | 2002 | 1192
Natural Gas Fired Combined Cycle | Thomas C Ferguson | 2014 | 574.6
Natural Gas Fired Combined Cycle | Thomas Fitzhugh | 2002 | 126
Natural Gas Fired Combined Cycle | Tiger Bay | 1997 | 278.1
Natural Gas Fired Combined Cycle | Tiverton Power Plant | 2000 | 272.5
Natural Gas Fired Combined Cycle | Tracy | 1994 | 69.7
Natural Gas Fired Combined Cycle | Tracy | 1996 | 50.2
Natural Gas Fired Combined Cycle | Tracy | 2008 | 623.2
Natural Gas Fired Combined Cycle | Tracy Combined Cycle Power Plant | 2003 | 168.8
Natural Gas Fired Combined Cycle | Tracy Combined Cycle Power Plant | 2012 | 167.3
Natural Gas Fired Combined Cycle | Treasure Coast Energy Center | 2008 | 411.4
Natural Gas Fired Combined Cycle | Turkey Point | 2007 | 1224
Natural Gas Fired Combined Cycle | TVA Southaven Combined Cycle | 2003 | 903.9
Natural Gas Fired Combined Cycle | Urquhart | 2002 | 397.8
Natural Gas Fired Combined Cycle | Valley (CA) | 2003 | 630
Natural Gas Fired Combined Cycle | Victor J Daniel Jr | 2001 | 1132.4
Natural Gas Fired Combined Cycle | Victoria | 2009 | 196.9
Natural Gas Fired Combined Cycle | W S Lee | 2018 | 846.7
Natural Gas Fired Combined Cycle | Walnut Energy Center | 2006 | 300.6
Natural Gas Fired Combined Cycle | Wansley Combined Cycle | 2002 | 1239
Natural Gas Fired Combined Cycle | Wansley Unit 9 | 2004 | 594.1
Natural Gas Fired Combined Cycle | Warren County | 2014 | 1472.2
Natural Gas Fired Combined Cycle | Washington County Cogeneration Facility | 1999 | 122.5
Natural Gas Fired Combined Cycle | Washington Energy Facility | 2002 | 714.9
Natural Gas Fired Combined Cycle | West Campus Cogeneration Facility | 2005 | 169.3
Natural Gas Fired Combined Cycle | West County Energy Center | 2009 | 2842
Natural Gas Fired Combined Cycle | West County Energy Center | 2011 | 1421
Natural Gas Fired Combined Cycle | West Deptford Energy Station | 2014 | 754.6
Natural Gas Fired Combined Cycle | West Phoenix | 2001 | 135.6
Natural Gas Fired Combined Cycle | West Phoenix | 2003 | 569.6
Natural Gas Fired Combined Cycle | Westbrook Energy Center Power Plant | 2001 | 563.9
Natural Gas Fired Combined Cycle | Wise County Power LLC | 2004 | 821.7
Natural Gas Fired Combined Cycle | Wolf Hollow I LP | 2003 | 788.4
Natural Gas Fired Combined Cycle | Woodbridge Energy Center | 2015 | 772.9
Natural Gas Fired Combined Cycle | Woodland | 2003 | 98.2
Natural Gas Fired Combined Cycle | York Energy Center | 2011 | 560
Natural Gas Fired Combined Cycle | York Energy Center | 2019 | 889.4
Natural Gas Fired Combined Cycle | Zeeland Generating Station | 2002 | 590.8
Natural Gas Fired Combined Cycle | Dynegy Moss Landing Power Plant Hybrid | 2002 | 1398
Natural Gas Fired Combined Cycle | El Centro Hybrid | 1993 | 89.9
Natural Gas Fired Combined Cycle | El Centro Hybrid | 2012 | 152.3
Natural Gas Fired Combined Cycle | Allen | 2018 | 1170.9
Natural Gas Fired Combined Cycle | Camden Plant Holdings LLC | 1993 | 172.9
Natural Gas Fired Combined Cycle | Signal Hill Generating LLC | 1987 | 80
Natural Gas Fired Combined Cycle | Frontier | 1989 | 131.4
Natural Gas Fired Combined Cycle | Gregory Power Plant | 2000 | 432
Natural Gas Fired Combined Cycle | Rumford Power LLC | 2000 | 274.5
Natural Gas Fired Combined Cycle | La Paloma Generating Plant | 2003 | 1156
Natural Gas Fired Combined Cycle | Odessa-Ector Power Plant | 2001 | 1152.8
Natural Gas Fired Combined Cycle | Gila River Power Block 4 | 2003 | 619
Natural Gas Fired Combined Cycle | Ironwood LLC | 2001 | 777.6
Natural Gas Fired Combined Cycle | Jack Fusco Energy Center | 2003 | 675.6
Natural Gas Fired Combined Cycle | Union Power Station | 2003 | 2428
Natural Gas Fired Combined Cycle | Lawrenceburg Power, LLC | 2004 | 1232
Natural Gas Fired Combined Cycle | Waterford Power, LLC | 2003 | 921.6
Natural Gas Fired Combined Cycle | Allegheny Energy Units 3 4 & 5 | 2003 | 556
Natural Gas Fired Combined Cycle | Nikiski Combined Cycle | 1986 | 40.8
Natural Gas Fired Combined Cycle | Nikiski Combined Cycle | 2013 | 40
Natural Gas Fired Combined Cycle | CPV Towantic Energy Center | 2018 | 841.5
Natural Gas Fired Combined Cycle | CPV St Charles Energy Center | 2017 | 775.3
Natural Gas Fired Combined Cycle | CPV Valley Energy Center | 2018 | 770
Natural Gas Fired Combined Cycle | Ratcliffe | 2014 | 840
Natural Gas Fired Combined Cycle | St Joseph Energy Center | 2018 | 780
Natural Gas Fired Combined Cycle | Marshalltown Generating Station | 2017 | 705.9
Natural Gas Fired Combined Cycle | Brunswick County Power Station | 2016 | 1472.2
Natural Gas Fired Combined Cycle | LEPA Unit No. 1 | 2016 | 74.1
Natural Gas Fired Combined Cycle | Carty Generating Station | 2016 | 500
Natural Gas Fired Combined Cycle | Holland Energy Park | 2017 | 149.4
Natural Gas Fired Combined Cycle | Wildcat Point Generation Facility | 2018 | 1113.6
Natural Gas Fired Combined Cycle | Kings Mountain Energy Center | 2018 | 543.9
Natural Gas Fired Combined Cycle | Middletown Energy Center | 2018 | 543.9
Natural Gas Fired Combined Cycle | Gila River Power Block 1 | 2003 | 619
Natural Gas Fired Combined Cycle | Oregon Clean Energy Center | 2017 | 1060
Natural Gas Fired Combined Cycle | Carroll County Energy | 2017 | 832.3
Natural Gas Fired Combined Cycle | Wolf Hollow II | 2017 | 1231.2
Natural Gas Fired Combined Cycle | Moxie Freedom Generation Plant | 2018 | 1058
Natural Gas Fired Combined Cycle | Greensville County Power Station | 2018 | 1773.3
Natural Gas Fired Combined Cycle | Colorado Bend II | 2017 | 1230.3
Natural Gas Fired Combined Cycle | Keys Energy Center | 2018 | 830.6
Natural Gas Fired Combined Cycle | Okeechobee Clean Energy Center | 2019 | 1723.1
Natural Gas Fired Combined Cycle | Lackawanna Energy Center | 2018 | 1498.5
Natural Gas Fired Combined Cycle | Clean Energy Future-Lordstown, LLC | 2018 | 962
Natural Gas Fired Combined Cycle | Tenaska Westmoreland Generating Station | 2018 | 1134
Natural Gas Fired Combined Cycle | CPV Fairview Energy Center | 2019 | 1197
Natural Gas Fired Combined Cycle | Gila River Power Block 2 | 2003 | 619
Natural Gas Fired Combined Cycle | St. Charles Power Station (LA) | 2019 | 1000
Natural Gas Fired Combined Cycle | Birdsboro Power | 2019 | 525
Natural Gas Fired Combined Cycle | Dearborn Energy Center | 2019 | 35
Natural Gas Fired Combined Cycle | Effingham Energy Facility | 2003 | 596.6
Natural Gas Fired Combined Cycle | Central Alabama Generating Station | 2003 | 927.1
Natural Gas Fired Combined Cycle | Hamilton Liberty | 2016 | 870
Natural Gas Fired Combined Cycle | Hamilton Patriot Generation Plant | 2016 | 870
Natural Gas Fired Combined Cycle | Potomac Energy Center, LLC | 2017 | 812
Natural Gas Fired Combined Cycle | Hummel Station LLC | 2018 | 1194.4
Natural Gas Fired Combined Cycle | Salem Harbor Power Development LP | 2018 | 798.2
Natural Gas Fired Combustion Turbine | 1515 S Caron Road | 2000 | 4.2
Natural Gas Fired Combustion Turbine | 491 E 48th Street | 1992 | 78.2
Natural Gas Fired Combustion Turbine | 491 E 48th Street | 2000 | 83.5
Natural Gas Fired Combustion Turbine | A B Brown | 1991 | 88.2
Natural Gas Fired Combustion Turbine | A B Brown | 2002 | 88.2
Natural Gas Fired Combustion Turbine | A L Pierce | 2007 | 84
Natural Gas Fired Combustion Turbine | Aberdeen CT | 2013 | 82.2
Natural Gas Fired Combustion Turbine | Agua Mansa Power Plant | 2003 | 60.5
Natural Gas Fired Combustion Turbine | AL Sandersville LLC | 2002 | 692
Natural Gas Fired Combustion Turbine | Alameda | 1986 | 54.8
Natural Gas Fired Combustion Turbine | Alliant Energy Neenah | 2000 | 371
Natural Gas Fired Combustion Turbine | Almond Power Plant | 1996 | 49.5
Natural Gas Fired Combustion Turbine | Almond Power Plant | 2012 | 174
Natural Gas Fired Combustion Turbine | Alsey | 1999 | 125
Natural Gas Fired Combustion Turbine | Alsey | 2016 | 48
Natural Gas Fired Combustion Turbine | AltaGas Ripon Energy Inc. | 1988 | 49.5
Natural Gas Fired Combustion Turbine | AMEA Peaking | 2004 | 98.6
Natural Gas Fired Combustion Turbine | Anadarko Plant | 2009 | 135
Natural Gas Fired Combustion Turbine | Anderson | 1992 | 82.8
Natural Gas Fired Combustion Turbine | Anderson | 2004 | 85.9
Natural Gas Fired Combustion Turbine | Angus Anson | 1994 | 239.4
Natural Gas Fired Combustion Turbine | Angus Anson | 2005 | 166.3
Natural Gas Fired Combustion Turbine | Anson County Generation Facility | 2007 | 343.8
Natural Gas Fired Combustion Turbine | Apache Station | 2002 | 60.5
Natural Gas Fired Combustion Turbine | Archbald Power Station | 2001 | 60.5
Natural Gas Fired Combustion Turbine | Armstrong | 2002 | 688
Natural Gas Fired Combustion Turbine | Arvada | 2002 | 15
Natural Gas Fired Combustion Turbine | Arvah B Hopkins | 2005 | 121
Natural Gas Fired Combustion Turbine | Asheville | 1999 | 211.7
Natural Gas Fired Combustion Turbine | Asheville | 2000 | 211.8
Natural Gas Fired Combustion Turbine | Atlantic | 1999 | 10
Natural Gas Fired Combustion Turbine | Audrain Generating Station | 2001 | 814.4
Natural Gas Fired Combustion Turbine | Aurora | 2001 | 905.4
Natural Gas Fired Combustion Turbine | Aurora | 2002 | 180.8
Natural Gas Fired Combustion Turbine | Baconton Power Plant | 2000 | 242
Natural Gas Fired Combustion Turbine | Barber Creek | 2002 | 22.5
Natural Gas Fired Combustion Turbine | Barre Peaker | 2007 | 49.8
Natural Gas Fired Combustion Turbine | Barrow | 1980 | 2.5
Natural Gas Fired Combustion Turbine | Barrow | 1982 | 2.5
Natural Gas Fired Combustion Turbine | Barrow | 1996 | 4.8
Natural Gas Fired Combustion Turbine | Barrow | 2001 | 5
Natural Gas Fired Combustion Turbine | Bayonne Energy Center | 2012 | 512
Natural Gas Fired Combustion Turbine | Bayonne Energy Center | 2018 | 132
Natural Gas Fired Combustion Turbine | Bayou Cove Peaking Power | 2002 | 416
Natural Gas Fired Combustion Turbine | Bayswater Peaking Facility LLC | 2002 | 60.5
Natural Gas Fired Combustion Turbine | Beaver | 2001 | 24.5
Natural Gas Fired Combustion Turbine | Belle River | 1999 | 255.9
Natural Gas Fired Combustion Turbine | Bennett Mountain | 2005 | 172.8
Natural Gas Fired Combustion Turbine | Bernice Lake | 1981 | 27.2
Natural Gas Fired Combustion Turbine | Bethpage Power Plant | 2002 | 60
Natural Gas Fired Combustion Turbine | Big Bend | 2009 | 62
Natural Gas Fired Combustion Turbine | Big Cajun 1 | 2001 | 265.6
Natural Gas Fired Combustion Turbine | Big Sandy Peaker Plant | 2001 | 353.4
Natural Gas Fired Combustion Turbine | Black Dog | 2018 | 238
Natural Gas Fired Combustion Turbine | Black Mountain Generating Station | 2008 | 121
Natural Gas Fired Combustion Turbine | Blue Lake | 2005 | 332.6
Natural Gas Fired Combustion Turbine | Blue Spruce Energy Center | 2003 | 397.8
Natural Gas Fired Combustion Turbine | Bluegrass Generating Station | 2002 | 624
Natural Gas Fired Combustion Turbine | Bountiful City | 2001 | 5.2
Natural Gas Fired Combustion Turbine | Bountiful City | 2012 | 25.2
Natural Gas Fired Combustion Turbine | Bowling Green Generating Station | 2000 | 49.5
Natural Gas Fired Combustion Turbine | Bowling Green Peaking | 2000 | 32
Natural Gas Fired Combustion Turbine | Brandon Station | 1990 | 21
Natural Gas Fired Combustion Turbine | Brandy Branch | 2001 | 185
Natural Gas Fired Combustion Turbine | Brentwood | 2001 | 47
Natural Gas Fired Combustion Turbine | Broad River Energy Center | 2000 | 591
Natural Gas Fired Combustion Turbine | Broad River Energy Center | 2001 | 394
Natural Gas Fired Combustion Turbine | Brownsville Peaking Power | 1999 | 460
Natural Gas Fired Combustion Turbine | Brush Generation Facility | 1990 | 23.8
Natural Gas Fired Combustion Turbine | Bryan (OH) | 1988 | 16
Natural Gas Fired Combustion Turbine | Buchanan Generation LLC | 2002 | 88
Natural Gas Fired Combustion Turbine | Bucksport Generation LLC | 2001 | 186.8
Natural Gas Fired Combustion Turbine | Bull Street Plant | 2005 | 2
Natural Gas Fired Combustion Turbine | Burlington (IA) | 1994 | 39.4
Natural Gas Fired Combustion Turbine | Burlington (IA) | 1995 | 19.7
Natural Gas Fired Combustion Turbine | Burlington (IA) | 1996 | 19.7
Natural Gas Fired Combustion Turbine | C W Burdick | 2003 | 126.8
Natural Gas Fired Combustion Turbine | Calcasieu | 2000 | 174.3
Natural Gas Fired Combustion Turbine | Calcasieu | 2001 | 184.5
Natural Gas Fired Combustion Turbine | Calhoun Energy Center | 2003 | 748
Natural Gas Fired Combustion Turbine | CalPeak Power Border Peaker Plant | 2001 | 60.5
Natural Gas Fired Combustion Turbine | CalPeak Power Enterprise Peaker Plant | 2001 | 58.9
Natural Gas Fired Combustion Turbine | CalPeak Power Panoche Peaker Plant | 2001 | 60.5
Natural Gas Fired Combustion Turbine | CalPeak Power Vaca Dixon Peaker Plant | 2002 | 60.5
Natural Gas Fired Combustion Turbine | Calumet Energy Team LLC | 2002 | 312.8
Natural Gas Fired Combustion Turbine | Canal | 2019 | 330
Natural Gas Fired Combustion Turbine | Cane Island | 1994 | 32
Natural Gas Fired Combustion Turbine | Cannon Falls Energy Center | 2008 | 346.8
Natural Gas Fired Combustion Turbine | Canyon Power Plant | 2011 | 200
Natural Gas Fired Combustion Turbine | Carson Ice-Gen Project | 1995 | 54
Natural Gas Fired Combustion Turbine | Cascade Creek | 2002 | 49.9
Natural Gas Fired Combustion Turbine | Cass County | 2003 | 345
Natural Gas Fired Combustion Turbine | Cayuga | 1993 | 112.5
Natural Gas Fired Combustion Turbine | Century Generating Facility | 2001 | 44.8
Natural Gas Fired Combustion Turbine | Ceredo Generating Station | 2001 | 519
Natural Gas Fired Combustion Turbine | Chanute 2 | 2002 | 60
Natural Gas Fired Combustion Turbine | Charles D. Lamb Energy Center | 2015 | 122
Natural Gas Fired Combustion Turbine | Chatham | 2013 | 3.7
Natural Gas Fired Combustion Turbine | Chatham | 2016 | 3.6
Natural Gas Fired Combustion Turbine | Chevron Oil | 1994 | 101.3
Natural Gas Fired Combustion Turbine | Cheyenne Prairie Generating Station | 2014 | 40
Natural Gas Fired Combustion Turbine | Chillicothe | 1986 | 80
Natural Gas Fired Combustion Turbine | Chula Vista Energy Center | 2001 | 37.2
Natural Gas Fired Combustion Turbine | City of West Plains Power Station | 2000 | 47.4
Natural Gas Fired Combustion Turbine | Clark (NVE) | 2008 | 724.4
Natural Gas Fired Combustion Turbine | Claude Vandyke | 2001 | 24.8
Natural Gas Fired Combustion Turbine | Clayville | 2015 | 73
Natural Gas Fired Combustion Turbine | Cleveland Cnty Generating Facility | 2012 | 736
Natural Gas Fired Combustion Turbine | Columbia Energy Center | 2001 | 162.8
Natural Gas Fired Combustion Turbine | Combustion Turbine Project No 2 | 1996 | 50
Natural Gas Fired Combustion Turbine | Concord | 1993 | 190.8
Natural Gas Fired Combustion Turbine | Concord | 1994 | 190.8
Natural Gas Fired Combustion Turbine | Coolidge Generation Station | 2011 | 726
Natural Gas Fired Combustion Turbine | Copper | 1980 | 86.9
Natural Gas Fired Combustion Turbine | Creed Energy Center | 2003 | 47
Natural Gas Fired Combustion Turbine | Crete Energy Venture LLC | 2002 | 356
Natural Gas Fired Combustion Turbine | Crossroads Energy Center | 2002 | 306.4
Natural Gas Fired Combustion Turbine | Culbertson Generation Station | 2010 | 108.2
Natural Gas Fired Combustion Turbine | Cumberland (NJ) | 1990 | 99.4
Natural Gas Fired Combustion Turbine | Cumberland (NJ) | 2009 | 131.8
Natural Gas Fired Combustion Turbine | Cunningham | 1998 | 253.8
Natural Gas Fired Combustion Turbine | Custer Energy Center | 1999 | 24.5
Natural Gas Fired Combustion Turbine | Cuyamaca Peak Energy Plant | 2002 | 48.7
Natural Gas Fired Combustion Turbine | Dahlberg | 2000 | 735.2
Natural Gas Fired Combustion Turbine | Dahlberg | 2001 | 183.8
Natural Gas Fired Combustion Turbine | Dansby | 2004 | 49.1
Natural Gas Fired Combustion Turbine | Dansby | 2010 | 49.1
Natural Gas Fired Combustion Turbine | Darbytown | 1990 | 368.4
Natural Gas Fired Combustion Turbine | Darlington County | 1997 | 316
Natural Gas Fired Combustion Turbine | Dartmouth Power Associates LP | 2009 | 23.3
Natural Gas Fired Combustion Turbine | Dave Gates Generating Station | 2011 | 203.1
Natural Gas Fired Combustion Turbine | De Pere Energy Center | 1999 | 192.3
Natural Gas Fired Combustion Turbine | Dean | 2002 | 357.6
Natural Gas Fired Combustion Turbine | DeBary | 1992 | 310.5
Natural Gas Fired Combustion Turbine | Decker Creek | 1988 | 206
Natural Gas Fired Combustion Turbine | DeCordova Steam Electric Station | 1990 | 357.6
Natural Gas Fired Combustion Turbine | Deerhaven Generating Station | 1996 | 96.1
Natural Gas Fired Combustion Turbine | Delano Energy Center | 2013 | 60.5
Natural Gas Fired Combustion Turbine | Delray | 2000 | 142.2
Natural Gas Fired Combustion Turbine | Demoss Petrie | 2001 | 85
Natural Gas Fired Combustion Turbine | Doswell Energy Center | 2001 | 187
Natural Gas Fired Combustion Turbine | Doswell Energy Center | 2018 | 374
Natural Gas Fired Combustion Turbine | Dover | 1992 | 19.5
Natural Gas Fired Combustion Turbine | Doyle Energy Facility | 2000 | 409
Natural Gas Fired Combustion Turbine | Drews Generating Facility | 2001 | 44.8
Natural Gas Fired Combustion Turbine | E F Oxnard Energy Facility | 1990 | 48.5
Natural Gas Fired Combustion Turbine | E W Brown | 1994 | 126
Natural Gas Fired Combustion Turbine | E W Brown | 1995 | 252
Natural Gas Fired Combustion Turbine | E W Brown | 1996 | 126
Natural Gas Fired Combustion Turbine | E W Brown | 1999 | 353.6
Natural Gas Fired Combustion Turbine | E W Brown | 2001 | 123
Natural Gas Fired Combustion Turbine | East River | 2005 | 360
Natural Gas Fired Combustion Turbine | Ector County Energy Center | 2015 | 358.8
Natural Gas Fired Combustion Turbine | Edgewood Energy LLC | 2002 | 100
Natural Gas Fired Combustion Turbine | Edward L. Addison Generating Plant | 2000 | 701.2
Natural Gas Fired Combustion Turbine | El Cajon Energy Center | 2010 | 60.5
Natural Gas Fired Combustion Turbine | Elgin Energy Center LLC | 2002 | 540
Natural Gas Fired Combustion Turbine | Elizabeth River Power Station | 1992 | 388.8
Natural Gas Fired Combustion Turbine | Elk Mound | 2001 | 71
Natural Gas Fired Combustion Turbine | Elk River | 2009 | 191.3
Natural Gas Fired Combustion Turbine | Elk Station | 2015 | 199.8
Natural Gas Fired Combustion Turbine | Elk Station | 2016 | 399.6
Natural Gas Fired Combustion Turbine | Elkins Generating Center | 2010 | 44
Natural Gas Fired Combustion Turbine | Elkins Generating Center | 2013 | 22
Natural Gas Fired Combustion Turbine | Elwood Energy LLC | 1999 | 768
Natural Gas Fired Combustion Turbine | Elwood Energy LLC | 2001 | 960
Natural Gas Fired Combustion Turbine | Empire Energy Center | 1981 | 129
Natural Gas Fired Combustion Turbine | Empire Energy Center | 2003 | 121
Natural Gas Fired Combustion Turbine | Emporia Energy Center | 2008 | 387.4
Natural Gas Fired Combustion Turbine | Emporia Energy Center | 2009 | 342.8
Natural Gas Fired Combustion Turbine | Energy Shelby County | 2000 | 363
Natural Gas Fired Combustion Turbine | Energy Shelby County | 2001 | 120
Natural Gas Fired Combustion Turbine | Equus Freeport Power | 2004 | 120
Natural Gas Fired Combustion Turbine | Escondido Energy Center | 2014 | 54
Natural Gas Fired Combustion Turbine | Essential Power Massachusetts LLC | 2002 | 120
Natural Gas Fired Combustion Turbine | Essential Power Rock Springs LLC | 2003 | 772.6
Natural Gas Fired Combustion Turbine | Essex | 1999 | 121.2
Natural Gas Fired Combustion Turbine | Evander Andrews Power Complex | 2001 | 91.8
Natural Gas Fired Combustion Turbine | Evander Andrews Power Complex | 2008 | 179.1
Natural Gas Fired Combustion Turbine | Exelon LaPorte Generating Station | 2001 | 236
Natural Gas Fired Combustion Turbine | Exira | 2004 | 121
Natural Gas Fired Combustion Turbine | Exira | 2007 | 60.5
Natural Gas Fired Combustion Turbine | Feather River Energy Center | 2003 | 47
Natural Gas Fired Combustion Turbine | Forked River | 1989 | 76.8
Natural Gas Fired Combustion Turbine | Fort Myers | 2003 | 376.4
Natural Gas Fired Combustion Turbine | Fort Myers | 2016 | 459
Natural Gas Fired Combustion Turbine | Fort St Vrain | 2009 | 280.6
Natural Gas Fired Combustion Turbine | Fountain Valley Power Facility | 2001 | 228
Natural Gas Fired Combustion Turbine | Frank Knutson | 2002 | 154.2
Natural Gas Fired Combustion Turbine | Frederickson | 1981 | 177.8
Natural Gas Fired Combustion Turbine | Fredericktown Energy Center | 2015 | 27.6
Natural Gas Fired Combustion Turbine | Fredonia | 1984 | 258.2
Natural Gas Fired Combustion Turbine | Fredonia | 2001 | 117.8
Natural Gas Fired Combustion Turbine | Freedom Power Project | 2000 | 71
Natural Gas Fired Combustion Turbine | Fulton (AR) | 2001 | 154.8
Natural Gas Fired Combustion Turbine | Gadsby | 2002 | 213
Natural Gas Fired Combustion Turbine | Galion Generating Station | 2000 | 49.5
Natural Gas Fired Combustion Turbine | Gallatin (TN) | 2000 | 338
Natural Gas Fired Combustion Turbine | Gardner Energy Center | 1990 | 39.2
Natural Gas Fired Combustion Turbine | Gas Turbine (IA) | 2000 | 23.8
Natural Gas Fired Combustion Turbine | Gaylord - Wolverine | 2001 | 70.2
Natural Gas Fired Combustion Turbine | George Johnson | 2000 | 50
Natural Gas Fired Combustion Turbine | George M Sullivan Generation Plant 2 | 1984 | 92.6
Natural Gas Fired Combustion Turbine | Georgetown | 2000 | 255
Natural Gas Fired Combustion Turbine | Georgetown | 2001 | 85
Natural Gas Fired Combustion Turbine | Germantown | 2000 | 90.9
Natural Gas Fired Combustion Turbine | Gianera | 1986 | 32.3
Natural Gas Fired Combustion Turbine | Gianera | 1987 | 32.3
Natural Gas Fired Combustion Turbine | Gibson City Energy Center LLC | 2000 | 270
Natural Gas Fired Combustion Turbine | Gilbert | 1996 | 161
Natural Gas Fired Combustion Turbine | Gilroy Peaking Energy Center | 2001 | 90
Natural Gas Fired Combustion Turbine | Gilroy Peaking Energy Center | 2002 | 45
Natural Gas Fired Combustion Turbine | Gleason Generating Facility | 2000 | 567.8
Natural Gas Fired Combustion Turbine | Glenarm | 2004 | 121
Natural Gas Fired Combustion Turbine | Glendive GT | 2003 | 43
Natural Gas Fired Combustion Turbine | Glenwood Landing | 2002 | 106
Natural Gas Fired Combustion Turbine | Goose Creek Energy Center | 2003 | 684
Natural Gas Fired Combustion Turbine | Goose Haven Energy Center | 2003 | 47
Natural Gas Fired Combustion Turbine | Gordon Evans Energy Center | 2000 | 196.6
Natural Gas Fired Combustion Turbine | Gordon Evans Energy Center | 2001 | 178.5
Natural Gas Fired Combustion Turbine | Gravel Neck | 1989 | 367.6
Natural Gas Fired Combustion Turbine | Grayson | 2004 | 57.4
Natural Gas Fired Combustion Turbine | Greene County | 1995 | 400
Natural Gas Fired Combustion Turbine | Greene County | 1996 | 320
Natural Gas Fired Combustion Turbine | Greenland Energy Center | 2011 | 380.8
Natural Gas Fired Combustion Turbine | Greenville Electric Generating Station | 2000 | 236
Natural Gas Fired Combustion Turbine | Greenwood (MI) | 1999 | 255.9
Natural Gas Fired Combustion Turbine | H L Culbreath Bayside Power Station | 2009 | 279.6
Natural Gas Fired Combustion Turbine | H. Gonzales | 1987 | 11.8
Natural Gas Fired Combustion Turbine | Hagood | 1991 | 122
Natural Gas Fired Combustion Turbine | Hagood | 2009 | 27.4
Natural Gas Fired Combustion Turbine | Hagood | 2010 | 27.9
Natural Gas Fired Combustion Turbine | Hamilton Peaking | 2000 | 32
Natural Gas Fired Combustion Turbine | Hamlet Generating Facility | 2007 | 286.5
Natural Gas Fired Combustion Turbine | Hamlet Generating Facility | 2013 | 57.3
Natural Gas Fired Combustion Turbine | Handsome Lake Energy LLC | 2001 | 294.5
Natural Gas Fired Combustion Turbine | Hanford Energy Park Peaker | 2001 | 92.2
Natural Gas Fired Combustion Turbine | Harbor | 2002 | 302.5
Natural Gas Fired Combustion Turbine | Hardee Power Station | 1993 | 86.5
Natural Gas Fired Combustion Turbine | Hardee Power Station | 2000 | 95.9
Natural Gas Fired Combustion Turbine | Hardin County Peaking Facility | 2001 | 173
Natural Gas Fired Combustion Turbine | Harding Street | 1994 | 83
Natural Gas Fired Combustion Turbine | Harding Street | 1995 | 83
Natural Gas Fired Combustion Turbine | Harding Street | 2002 | 161
Natural Gas Fired Combustion Turbine | Hargis-Hebert Electric Generating | 2006 | 100.8
Natural Gas Fired Combustion Turbine | Harlem River Yard | 2001 | 94
Natural Gas Fired Combustion Turbine | Harry Allen | 1995 | 101.5
Natural Gas Fired Combustion Turbine | Harry Allen | 2006 | 85
Natural Gas Fired Combustion Turbine | Harry D Mattison Gas Plant | 2007 | 349
Natural Gas Fired Combustion Turbine | Hartwell Energy Facility | 1994 | 360
Natural Gas Fired Combustion Turbine | Hartzog | 2002 | 22.5
Natural Gas Fired Combustion Turbine | Hawk Road Facility | 2001 | 495
Natural Gas Fired Combustion Turbine | Hawthorn | 2000 | 164.4
Natural Gas Fired Combustion Turbine | Haynes | 2013 | 649.2
Natural Gas Fired Combustion Turbine | Hazelton | 1989 | 72.5
Natural Gas Fired Combustion Turbine | Hazelton | 2002 | 99
Natural Gas Fired Combustion Turbine | Hell Gate | 2001 | 94
Natural Gas Fired Combustion Turbine | Henrietta Peaker | 2002 | 98
Natural Gas Fired Combustion Turbine | Henry County | 2001 | 181.5
Natural Gas Fired Combustion Turbine | Higginsville | 1996 | 40
Natural Gas Fired Combustion Turbine | Hobbs Generating Station | 2008 | 7.2
Natural Gas Fired Combustion Turbine | Holden | 2002 | 321.3
Natural Gas Fired Combustion Turbine | Horseshoe Lake | 2001 | 121
Natural Gas Fired Combustion Turbine | Howard Down | 2012 | 68.2
Natural Gas Fired Combustion Turbine | Hunlock Unit 4 | 2000 | 44
Natural Gas Fired Combustion Turbine | Hutchinson Plant #2 | 2001 | 25
Natural Gas Fired Combustion Turbine | Indian River Plant | 1989 | 82.8
Natural Gas Fired Combustion Turbine | Indian River Plant | 1992 | 260
Natural Gas Fired Combustion Turbine | Indigo Energy Facility | 2001 | 149.7
Natural Gas Fired Combustion Turbine | Intercession City | 1993 | 414
Natural Gas Fired Combustion Turbine | Intercession City | 2000 | 294.6
Natural Gas Fired Combustion Turbine | Island Street Peaking Plant | 2004 | 60.5
Natural Gas Fired Combustion Turbine | J D Kennedy | 2000 | 185
Natural Gas Fired Combustion Turbine | J D Kennedy | 2009 | 185
Natural Gas Fired Combustion Turbine | J K Smith | 1999 | 447
Natural Gas Fired Combustion Turbine | J K Smith | 2001 | 216
Natural Gas Fired Combustion Turbine | J K Smith | 2005 | 196
Natural Gas Fired Combustion Turbine | J K Smith | 2010 | 196
Natural Gas Fired Combustion Turbine | Jamaica Bay Peaking | 2003 | 60.5
Natural Gas Fired Combustion Turbine | James River Power Station | 1989 | 96
Natural Gas Fired Combustion Turbine | James River Power Station | 1992 | 101.5
Natural Gas Fired Combustion Turbine | John S Rainey | 2002 | 330
Natural Gas Fired Combustion Turbine | John S Rainey | 2004 | 252
Natural Gas Fired Combustion Turbine | John Twitty Energy Center | 1983 | 109
Natural Gas Fired Combustion Turbine | Johnsonville | 2000 | 338
Natural Gas Fired Combustion Turbine | Jones | 2011 | 182.7
Natural Gas Fired Combustion Turbine | Jones | 2013 | 182.7
Natural Gas Fired Combustion Turbine | Jonesboro City Water & Light Plant | 1999 | 45.9
Natural Gas Fired Combustion Turbine | Jonesboro City Water & Light Plant | 2000 | 60.5
Natural Gas Fired Combustion Turbine | Jonesboro City Water & Light Plant | 2003 | 57.4
Natural Gas Fired Combustion Turbine | Jonesboro City Water & Light Plant | 2007 | 60.5
Natural Gas Fired Combustion Turbine | Joseph J Seymour Power Project | 2001 | 94
Natural Gas Fired Combustion Turbine | Kalamazoo River Generating Station | 1999 | 77.4
Natural Gas Fired Combustion Turbine | Kalkaska CT #1 | 2002 | 60.5
Natural Gas Fired Combustion Turbine | Kemper County | 2002 | 372
Natural Gas Fired Combustion Turbine | Kettle Falls Generating Station | 2002 | 7.2
Natural Gas Fired Combustion Turbine | King City Peaking | 2002 | 47.3
Natural Gas Fired Combustion Turbine | Kinmundy | 2001 | 270
Natural Gas Fired Combustion Turbine | Klamath Expansion Project | 2002 | 117.6
Natural Gas Fired Combustion Turbine | L V Sutton Combined Cycle | 2017 | 121
Natural Gas Fired Combustion Turbine | La Luz Energy Center | 2015 | 42.3
Natural Gas Fired Combustion Turbine | Ladysmith | 2001 | 357
Natural Gas Fired Combustion Turbine | Ladysmith | 2008 | 357
Natural Gas Fired Combustion Turbine | Ladysmith | 2009 | 178.5
Natural Gas Fired Combustion Turbine | Lagoon Creek | 2001 | 676
Natural Gas Fired Combustion Turbine | Lagoon Creek | 2002 | 344.8
Natural Gas Fired Combustion Turbine | Lake One | 2002 | 60.5
Natural Gas Fired Combustion Turbine | Lakefield Junction | 2001 | 535.8
Natural Gas Fired Combustion Turbine | Lambie Energy Center | 2003 | 47
Natural Gas Fired Combustion Turbine | Lange Gas Turbines | 2002 | 40
Natural Gas Fired Combustion Turbine | Laredo | 2008 | 263.6
Natural Gas Fired Combustion Turbine | Larkspur Energy Facility | 2001 | 99.8
Natural Gas Fired Combustion Turbine | Lauderdale | 2016 | 1147.5
Natural Gas Fired Combustion Turbine | Lawrence County Station | 2005 | 402
Natural Gas Fired Combustion Turbine | Lee Energy Facility | 2001 | 692
Natural Gas Fired Combustion Turbine | Leon Creek | 2004 | 229.6
Natural Gas Fired Combustion Turbine | Limon Generating Station | 2002 | 154.2
Natural Gas Fired Combustion Turbine | Lincoln Combustion | 1995 | 1315.2
Natural Gas Fired Combustion Turbine | Lincoln Combustion | 1996 | 438.4
Natural Gas Fired Combustion Turbine | Lincoln Generating Facility | 2000 | 692
Natural Gas Fired Combustion Turbine | Livingston Generating Station | 1999 | 170.1
Natural Gas Fired Combustion Turbine | Lodi | 1986 | 27.4
Natural Gas Fired Combustion Turbine | Logan City | 2002 | 15.9
Natural Gas Fired Combustion Turbine | Lon Wright | 2003 | 40
Natural Gas Fired Combustion Turbine | Lonesome Creek Station | 2013 | 60.5
Natural Gas Fired Combustion Turbine | Lonesome Creek Station | 2015 | 121
Natural Gas Fired Combustion Turbine | Lonesome Creek Station | 2017 | 121
Natural Gas Fired Combustion Turbine | Lordsburg Generating | 2002 | 88
Natural Gas Fired Combustion Turbine | Louisa Generation Facility | 2003 | 509.1
Natural Gas Fired Combustion Turbine | Macon Energy Center | 2003 | 10
Natural Gas Fired Combustion Turbine | Madison | 2000 | 692
Natural Gas Fired Combustion Turbine | Malaga Power LLC | 2005 | 121
Natural Gas Fired Combustion Turbine | Manchief Electric Generating Station | 2000 | 300
Natural Gas Fired Combustion Turbine | Marion | 2003 | 150
Natural Gas Fired Combustion Turbine | Mariposa Energy Project | 2012 | 199.6
Natural Gas Fired Combustion Turbine | Marsh Landing Generating Station | 2013 | 828
Natural Gas Fired Combustion Turbine | Marsh Run Generation Facility | 2004 | 513.3
Natural Gas Fired Combustion Turbine | Marshall Energy Facility | 2002 | 688
Natural Gas Fired Combustion Turbine | Marshfield Utilities Gas Plant | 2011 | 60.4
Natural Gas Fired Combustion Turbine | McCartney | 2002 | 117.8
Natural Gas Fired Combustion Turbine | McClellan (CA) | 1986 | 77
Natural Gas Fired Combustion Turbine | McClure | 1981 | 71.2
Natural Gas Fired Combustion Turbine | McGrath Peaker | 2012 | 49.8
Natural Gas Fired Combustion Turbine | McIntosh | 1994 | 607.8
Natural Gas Fired Combustion Turbine | McIntosh | 1995 | 202.6
Natural Gas Fired Combustion Turbine | McIntosh (AL) | 1998 | 226
Natural Gas Fired Combustion Turbine | McIntosh (AL) | 2010 | 340
Natural Gas Fired Combustion Turbine | McPherson 3 | 1998 | 115.6
Natural Gas Fired Combustion Turbine | MEPI GT Facility | 2000 | 108
Natural Gas Fired Combustion Turbine | Meramec | 2000 | 56
Natural Gas Fired Combustion Turbine | Midulla Generating Station | 2006 | 310
Natural Gas Fired Combustion Turbine | Midway Peaking LLC | 2009 | 139.8
Natural Gas Fired Combustion Turbine | Mill Creek (SC) | 2002 | 399.6
Natural Gas Fired Combustion Turbine | Mill Creek (SC) | 2003 | 399.6
Natural Gas Fired Combustion Turbine | Millcreek Power Generation | 2006 | 40
Natural Gas Fired Combustion Turbine | Millcreek Power Generation | 2010 | 40
Natural Gas Fired Combustion Turbine | Minnesota River | 2001 | 49
Natural Gas Fired Combustion Turbine | Mira Loma Peaker | 2007 | 49.8
Natural Gas Fired Combustion Turbine | Miramar Energy Facility | 2005 | 53
Natural Gas Fired Combustion Turbine | Miramar Energy Facility | 2009 | 53
Natural Gas Fired Combustion Turbine | MJMEUC Generating Station #1 | 2007 | 13.3
Natural Gas Fired Combustion Turbine | Monroe Generating Station | 2010 | 30
Natural Gas Fired Combustion Turbine | Montana Power Station | 2015 | 263.6
Natural Gas Fired Combustion Turbine | Montana Power Station | 2016 | 263.6
Natural Gas Fired Combustion Turbine | Montpelier Electric Generating Station | 2001 | 236
Natural Gas Fired Combustion Turbine | Morgan Creek | 1988 | 536.4
Natural Gas Fired Combustion Turbine | Moselle | 1997 | 83
Natural Gas Fired Combustion Turbine | Moselle | 2006 | 83.5
Natural Gas Fired Combustion Turbine | MPC Generating | 2000 | 185.4
Natural Gas Fired Combustion Turbine | MPC Generating | 2001 | 200.7
Natural Gas Fired Combustion Turbine | Murray Turbine | 2001 | 28
Natural Gas Fired Combustion Turbine | Murray Turbine | 2002 | 14
Natural Gas Fired Combustion Turbine | Mustang | 2017 | 462
Natural Gas Fired Combustion Turbine | Mustang Station Unit 4 | 2006 | 153
Natural Gas Fired Combustion Turbine | Mustang Station Unit 4 | 2007 | 153
Natural Gas Fired Combustion Turbine | Mustang Station Unit 4 | 2013 | 166.1
Natural Gas Fired Combustion Turbine | NAEA Ocean Peaking Power LLC | 2003 | 383
Natural Gas Fired Combustion Turbine | Napoleon Peaking Station | 2000 | 49.5
Natural Gas Fired Combustion Turbine | Nearman Creek | 2006 | 94
Natural Gas Fired Combustion Turbine | Neil Simpson Gas Turbine #2 | 2001 | 40
Natural Gas Fired Combustion Turbine | Neil Simpson II | 2000 | 40
Natural Gas Fired Combustion Turbine | Niland Gas Turbine Plant | 2008 | 121
Natural Gas Fired Combustion Turbine | Nodaway | 1999 | 315.6
Natural Gas Fired Combustion Turbine | North 1st | 2001 | 47
Natural Gas Fired Combustion Turbine | North Loop | 2001 | 26.8
Natural Gas Fired Combustion Turbine | NRG Rockford I | 2000 | 316
Natural Gas Fired Combustion Turbine | NRG Rockford II Energy Center | 2002 | 168
Natural Gas Fired Combustion Turbine | Ocotillo | 2019 | 809.5
Natural Gas Fired Combustion Turbine | Oleander Power Project LP | 2002 | 795.6
Natural Gas Fired Combustion Turbine | Oleander Power Project LP | 2007 | 198.8
Natural Gas Fired Combustion Turbine | Orange Grove Peaking Facility | 2010 | 118
Natural Gas Fired Combustion Turbine | Osawatomie | 2003 | 102
Natural Gas Fired Combustion Turbine | Osceola (FL) | 2001 | 394.4
Natural Gas Fired Combustion Turbine | Osceola (FL) | 2002 | 185.6
Natural Gas Fired Combustion Turbine | Owatonna | 1982 | 19
Natural Gas Fired Combustion Turbine | Paddys Run | 2001 | 178
Natural Gas Fired Combustion Turbine | Panoche Energy Center | 2009 | 432
Natural Gas Fired Combustion Turbine | Paragould Turbine | 1990 | 13.6
Natural Gas Fired Combustion Turbine | Paris (WI) | 1995 | 381.6
Natural Gas Fired Combustion Turbine | Pea Ridge | 1998 | 14.1
Natural Gas Fired Combustion Turbine | Peno Creek | 2002 | 240
Natural Gas Fired Combustion Turbine | Permian Basin | 1988 | 268.2
Natural Gas Fired Combustion Turbine | Permian Basin | 1990 | 178.8
Natural Gas Fired Combustion Turbine | Perryman | 1995 | 192
Natural Gas Fired Combustion Turbine | Perryman | 2015 | 141
Natural Gas Fired Combustion Turbine | Perryville Power Station | 2001 | 186.2
Natural Gas Fired Combustion Turbine | Pinckneyville | 2000 | 180
Natural Gas Fired Combustion Turbine | Pinckneyville | 2001 | 200
Natural Gas Fired Combustion Turbine | Pioneer Generating Station | 2013 | 60.5
Natural Gas Fired Combustion Turbine | Pioneer Generating Station | 2014 | 121
Natural Gas Fired Combustion Turbine | Plant No 2 Freeport | 2004 | 60.5
Natural Gas Fired Combustion Turbine | Pleasant Hill | 1990 | 82.8
Natural Gas Fired Combustion Turbine | Pleasant Hill | 1994 | 97
Natural Gas Fired Combustion Turbine | Pleasant Valley (MN) | 2001 | 335
Natural Gas Fired Combustion Turbine | Pleasant Valley (MN) | 2002 | 132.8
Natural Gas Fired Combustion Turbine | Pleasants Energy LLC | 2002 | 344
Natural Gas Fired Combustion Turbine | Ponca City | 2003 | 60.5
Natural Gas Fired Combustion Turbine | Port Jefferson | 2002 | 106
Natural Gas Fired Combustion Turbine | Potter Station 2 | 2009 | 116
Natural Gas Fired Combustion Turbine | Pouch | 2001 | 47
Natural Gas Fired Combustion Turbine | PPS Power Plant No 1 | 2010 | 120
Natural Gas Fired Combustion Turbine | PSEG Burlington Generating Station | 2000 | 242
Natural Gas Fired Combustion Turbine | PSEG Essex Generating Station | 1990 | 93.6
Natural Gas Fired Combustion Turbine | PSEG Kearny Generating Station | 2001 | 242
Natural Gas Fired Combustion Turbine | PSEG Kearny Generating Station | 2012 | 363
Natural Gas Fired Combustion Turbine | PSEG Linden Generating Station | 1995 | 192.2
Natural Gas Fired Combustion Turbine | PSEG Linden Generating Station | 2000 | 192.2
Natural Gas Fired Combustion Turbine | Pueblo Airport Generating Station | 2012 | 200
Natural Gas Fired Combustion Turbine | Pueblo Airport Generating Station | 2016 | 40
Natural Gas Fired Combustion Turbine | Pulliam | 2003 | 91
Natural Gas Fired Combustion Turbine | Pyramid | 2003 | 186
Natural Gas Fired Combustion Turbine | R M Heskett | 2014 | 88
Natural Gas Fired Combustion Turbine | R W Miller | 1994 | 237.6
Natural Gas Fired Combustion Turbine | Raccoon Creek Energy Center | 2002 | 456
Natural Gas Fired Combustion Turbine | Ralph Green | 1981 | 85
Natural Gas Fired Combustion Turbine | Rathdrum | 1994 | 166.4
Natural Gas Fired Combustion Turbine | Rawhide | 2002 | 267.9
Natural Gas Fired Combustion Turbine | Rawhide | 2004 | 89.3
Natural Gas Fired Combustion Turbine | Rawhide | 2008 | 149.6
Natural Gas Fired Combustion Turbine | Ray D Nixon | 1999 | 75.6
Natural Gas Fired Combustion Turbine | Ray Olinger | 2001 | 82.7
Natural Gas Fired Combustion Turbine | Redding Power | 1996 | 73.8
Natural Gas Fired Combustion Turbine | Remington | 2000 | 705.5
Natural Gas Fired Combustion Turbine | Renaissance Power Plant | 2002 | 782
Natural Gas Fired Combustion Turbine | Richland | 2001 | 405
Natural Gas Fired Combustion Turbine | Richmond | 1992 | 82.8
Natural Gas Fired Combustion Turbine | Rio Grande | 2013 | 131.8
Natural Gas Fired Combustion Turbine | Ripon Generation Station | 2006 | 121
Natural Gas Fired Combustion Turbine | Riverside (OK) | 2008 | 173
Natural Gas Fired Combustion Turbine | Riverside Energy Resource Center | 2006 | 100
Natural Gas Fired Combustion Turbine | Riverside Energy Resource Center | 2011 | 96
Natural Gas Fired Combustion Turbine | Riverside Generating LLC | 2001 | 690
Natural Gas Fired Combustion Turbine | Riverside Generating LLC | 2002 | 460
Natural Gas Fired Combustion Turbine | Riverton | 1988 | 32.6
Natural Gas Fired Combustion Turbine | Riverview Energy Center | 2003 | 47
Natural Gas Fired Combustion Turbine | Robert Mueller Energy Center | 2006 | 4.6
Natural Gas Fired Combustion Turbine | Robert P Mone Plant | 2002 | 594
Natural Gas Fired Combustion Turbine | Robins | 1995 | 183.8
Natural Gas Fired Combustion Turbine | RockGen Energy Center | 2001 | 561
Natural Gas Fired Combustion Turbine | Rockingham County CT Station | 2000 | 977.5
Natural Gas Fired Combustion Turbine | Rocky Road Power LLC | 1999 | 293.1
Natural Gas Fired Combustion Turbine | Rocky Road Power LLC | 2000 | 122.4
Natural Gas Fired Combustion Turbine | Rokeby | 1997 | 95.4
Natural Gas Fired Combustion Turbine | Rokeby | 2001 | 95.4
Natural Gas Fired Combustion Turbine | Rolling Hills Generating | 2003 | 977.5
Natural Gas Fired Combustion Turbine | Rowan | 2001 | 598.2
Natural Gas Fired Combustion Turbine | Rowesville Rd Plant | 1994 | 9.6
Natural Gas Fired Combustion Turbine | Russell Energy Center | 2002 | 15
Natural Gas Fired Combustion Turbine | S A Carlson | 2001 | 47.3
Natural Gas Fired Combustion Turbine | Saguaro | 2002 | 78.3
Natural Gas Fired Combustion Turbine | San Jacinto County Peaking Facility | 2001 | 170
Natural Gas Fired Combustion Turbine | San Jacinto Steam Electric Station | 1995 | 176.4
Natural Gas Fired Combustion Turbine | Sand Hill | 2001 | 205.6
Natural Gas Fired Combustion Turbine | Sand Hill | 2010 | 102.8
Natural Gas Fired Combustion Turbine | Santa Clara Cogen | 1982 | 7.8
Natural Gas Fired Combustion Turbine | Sarpy County | 1996 | 106.3
Natural Gas Fired Combustion Turbine | Sarpy County | 2000 | 117.8
Natural Gas Fired Combustion Turbine | SCA Cogen 2 | 2001 | 44
Natural Gas Fired Combustion Turbine | Scattergood | 2015 | 213.8
Natural Gas Fired Combustion Turbine | Sentinel Energy Center, LLC | 2013 | 800
Natural Gas Fired Combustion Turbine | Sewell Creek Energy | 2000 | 570
Natural Gas Fired Combustion Turbine | Shady Hills Generating Station | 2002 | 541.2
Natural Gas Fired Combustion Turbine | Sheboygan Falls | 2005 | 346.8
Natural Gas Fired Combustion Turbine | Sherman Avenue | 1991 | 112.8
Natural Gas Fired Combustion Turbine | Sherwood H Smith Jr Energy Complex | 2001 | 797.6
Natural Gas Fired Combustion Turbine | Sherwood H Smith Jr Energy Complex | 2002 | 199.4
Natural Gas Fired Combustion Turbine | Silas Ray | 2004 | 61
Natural Gas Fired Combustion Turbine | Silver Creek | 2003 | 83.5
Natural Gas Fired Combustion Turbine | Silver Creek | 2004 | 83.5
Natural Gas Fired Combustion Turbine | Silver Creek | 2005 | 83.5
Natural Gas Fired Combustion Turbine | Smarr Energy Center | 1999 | 242
Natural Gas Fired Combustion Turbine | Soldotna | 2014 | 50
Natural Gas Fired Combustion Turbine | Solway CT | 2003 | 50
Natural Gas Fired Combustion Turbine | South Fond Du Lac | 1993 | 95.4
Natural Gas Fired Combustion Turbine | South Fond Du Lac | 1994 | 190.8
Natural Gas Fired Combustion Turbine | South Fond Du Lac | 1996 | 95.4
Natural Gas Fired Combustion Turbine | South Harper | 2005 | 351
Natural Gas Fired Combustion Turbine | Southeast Chicago Energy Project | 2002 | 407.2
Natural Gas Fired Combustion Turbine | Southwestern | 2008 | 173
Natural Gas Fired Combustion Turbine | Sowega Power | 1999 | 99.6
Natural Gas Fired Combustion Turbine | Spindle Hill Energy Center | 2007 | 420
Natural Gas Fired Combustion Turbine | Spring Creek Energy Center | 2001 | 338
Natural Gas Fired Combustion Turbine | Springs Generating Station | 2002 | 40
Natural Gas Fired Combustion Turbine | St Marys | 1999 | 11
Natural Gas Fired Combustion Turbine | State Line Combined Cycle | 1995 | 123
Natural Gas Fired Combustion Turbine | Substation 20 Plant | 2014 | 2
Natural Gas Fired Combustion Turbine | Sumpter | 2002 | 340
Natural Gas Fired Combustion Turbine | Sun Peak Generating Station | 1991 | 222
Natural Gas Fired Combustion Turbine | Sundance | 2002 | 605
Natural Gas Fired Combustion Turbine | Suwannee River | 1980 | 131.8
Natural Gas Fired Combustion Turbine | Sylvarena | 2003 | 141
Natural Gas Fired Combustion Turbine | T J Labbe Electric Generating | 2005 | 100.8
Natural Gas Fired Combustion Turbine | Tait Electric Generating Station | 1995 | 103.5
Natural Gas Fired Combustion Turbine | Tait Electric Generating Station | 1996 | 106.1
Natural Gas Fired Combustion Turbine | Tait Electric Generating Station | 1998 | 84.2
Natural Gas Fired Combustion Turbine | Tait Electric Generating Station | 2002 | 376
Natural Gas Fired Combustion Turbine | Talbot County Energy | 2002 | 484
Natural Gas Fired Combustion Turbine | Talbot County Energy | 2003 | 242
Natural Gas Fired Combustion Turbine | Teche | 2011 | 42.2
Natural Gas Fired Combustion Turbine | Tenaska Georgia Generation Facility | 2001 | 549.6
Natural Gas Fired Combustion Turbine | Tenaska Georgia Generation Facility | 2002 | 549.6
Natural Gas Fired Combustion Turbine | Terry Bundy Generating Station | 2003 | 60.5
Natural Gas Fired Combustion Turbine | Tilton | 1999 | 188
Natural Gas Fired Combustion Turbine | TNSG North Plant | 2008 | 5.2
Natural Gas Fired Combustion Turbine | TNSG North Plant | 2009 | 5.2
Natural Gas Fired Combustion Turbine | TNSG North Plant | 2014 | 15
Natural Gas Fired Combustion Turbine | Tracy | 1994 | 170
Natural Gas Fired Combustion Turbine | Trimble County | 2002 | 398
Natural Gas Fired Combustion Turbine | Trimble County | 2004 | 796
Natural Gas Fired Combustion Turbine | Troy Energy LLC | 2002 | 795.6
Natural Gas Fired Combustion Turbine | University of Florida | 1994 | 54.2
Natural Gas Fired Combustion Turbine | University Park North | 2002 | 726
Natural Gas Fired Combustion Turbine | University Park South | 2001 | 353.4
Natural Gas Fired Combustion Turbine | Urquhart | 1999 | 58.9
Natural Gas Fired Combustion Turbine | V H Braunig | 2010 | 244
Natural Gas Fired Combustion Turbine | Valencia | 1989 | 54
Natural Gas Fired Combustion Turbine | Valencia | 2006 | 54
Natural Gas Fired Combustion Turbine | Valencia Energy Facility | 2008 | 159.5
Natural Gas Fired Combustion Turbine | Valley (CA) | 2001 | 60.5
Natural Gas Fired Combustion Turbine | Valmont Combustion Turbine Project | 2000 | 71.1
Natural Gas Fired Combustion Turbine | Valmont Combustion Turbine Project | 2001 | 71.1
Natural Gas Fired Combustion Turbine | Van Sant Station | 1991 | 45.1
Natural Gas Fired Combustion Turbine | Vandolah Power Station | 2002 | 728
Natural Gas Fired Combustion Turbine | Venice | 2002 | 61
Natural Gas Fired Combustion Turbine | Venice | 2005 | 525
Natural Gas Fired Combustion Turbine | Vermillion Energy Facility | 2000 | 692
Natural Gas Fired Combustion Turbine | Vernon Boulevard | 2001 | 94
Natural Gas Fired Combustion Turbine | W S Lee | 2007 | 108
Natural Gas Fired Combustion Turbine | Wabash Valley Power IGCC | 1995 | 192
Natural Gas Fired Combustion Turbine | Wallingford Energy | 2001 | 250
Natural Gas Fired Combustion Turbine | Wallingford Energy | 2018 | 100
Natural Gas Fired Combustion Turbine | Walnut | 1986 | 49.8
Natural Gas Fired Combustion Turbine | Walnut Creek Energy Park | 2013 | 500
Natural Gas Fired Combustion Turbine | Warren F Sam Beasley Generation Station | 2002 | 45
Natural Gas Fired Combustion Turbine | Warren F Sam Beasley Generation Station | 2012 | 51
Natural Gas Fired Combustion Turbine | Washington County Power LLC | 2003 | 795.6
Natural Gas Fired Combustion Turbine | Waterbury Generation | 2009 | 96
Natural Gas Fired Combustion Turbine | Waterloo | 2002 | 6.6
Natural Gas Fired Combustion Turbine | Waterloo | 2012 | 7
Natural Gas Fired Combustion Turbine | Waters River | 1990 | 43.6
Natural Gas Fired Combustion Turbine | Wayne County | 2000 | 780.8
Natural Gas Fired Combustion Turbine | Wayne County | 2009 | 198.9
Natural Gas Fired Combustion Turbine | Wellington 2 | 1989 | 20
Natural Gas Fired Combustion Turbine | West Gardner | 2003 | 408
Natural Gas Fired Combustion Turbine | West Marinette | 1993 | 103.5
Natural Gas Fired Combustion Turbine | West Marinette 34 | 2000 | 83
Natural Gas Fired Combustion Turbine | West Valley Generation Project | 2001 | 86.8
Natural Gas Fired Combustion Turbine | West Valley Generation Project | 2002 | 130.2
Natural Gas Fired Combustion Turbine | WFEC GenCo LLC | 2001 | 90
Natural Gas Fired Combustion Turbine | Wheatland Generating Facility | 2000 | 500.4
Natural Gas Fired Combustion Turbine | Whitehorn | 1981 | 169.2
Natural Gas Fired Combustion Turbine | Winchester Power Park | 2010 | 242
Natural Gas Fired Combustion Turbine | Wolf Hills Energy | 2001 | 285
Natural Gas Fired Combustion Turbine | Wolfskill Energy Center | 2003 | 47
Natural Gas Fired Combustion Turbine | Woodland | 1993 | 50.4
Natural Gas Fired Combustion Turbine | Woodsdale | 1992 | 476.5
Natural Gas Fired Combustion Turbine | Woodsdale | 1993 | 95.3
Natural Gas Fired Combustion Turbine | Worthington Generation LLC | 2000 | 242
Natural Gas Fired Combustion Turbine | Yuba City Energy Center | 2002 | 47.3
Natural Gas Fired Combustion Turbine | Yucca | 2008 | 121
Natural Gas Fired Combustion Turbine | Zeeland Generating Station | 2001 | 377.4
Natural Gas Fired Combustion Turbine | Zion Energy Center | 2002 | 397.8
Natural Gas Fired Combustion Turbine | Zion Energy Center | 2003 | 198.9
Natural Gas Fired Combustion Turbine | West Lorain | 2001 | 425
Natural Gas Fired Combustion Turbine | Roseville Power Plant #2 | 1986 | 66
Natural Gas Fired Combustion Turbine | Double C Generation Limited Partnership | 1989 | 49.8
Natural Gas Fired Combustion Turbine | Kern Front Limited | 1989 | 49.8
Natural Gas Fired Combustion Turbine | Walton Discover Power Facility | 1999 | 103
Natural Gas Fired Combustion Turbine | Springdale 1 & 2 | 1999 | 87.6
Natural Gas Fired Combustion Turbine | Darby Power, LLC | 2001 | 376
Natural Gas Fired Combustion Turbine | Darby Power, LLC | 2002 | 188
Natural Gas Fired Combustion Turbine | Gans | 2000 | 87.6
Natural Gas Fired Combustion Turbine | Chambersburg | 2001 | 87.6
Natural Gas Fired Combustion Turbine | Grapeland Hybrid | 2007 | 49.8
Natural Gas Fired Combustion Turbine | Center Hybrid | 2007 | 49.8
Natural Gas Fired Combustion Turbine | Pio Pico Energy Center | 2016 | 395.4
Natural Gas Fired Combustion Turbine | Carlsbad Energy Center | 2018 | 659
Natural Gas Fired Combustion Turbine | Exelon West Medway II LLC | 2019 | 263.6
Natural Gas Fired Combustion Turbine | Alpine Power Plant | 2016 | 453.8
Natural Gas Fired Combustion Turbine | Bacliff | 2018 | 427.2
Natural Gas Fired Combustion Turbine | Port Comfort Power LLC | 2017 | 121
Natural Gas Fired Combustion Turbine | Chamon Power LLC | 2017 | 121
Natural Gas Fired Combustion Turbine | Friendswood Energy | 2018 | 121.5
Natural Gas Fired Combustion Turbine | Victoria Port Power LLC | 2019 | 100
Natural Gas Fired Combustion Turbine | NRG Chalk Point CT | 1990 | 94
Natural Gas Fired Combustion Turbine | MCRD Parris Island PV Hybrid | 2019 | 3.5
Natural Gas Fired Combustion Turbine | Duke Energy CHP at Clemson University | 2019 | 13.4
Natural Gas Fired Combustion Turbine | Hank Nikkels Plant 1 | 2007 | 48.9
Natural Gas Fired Combustion Turbine | Chalk Point Power | 1991 | 456
Natural Gas Fired Combustion Turbine | Dickerson Power | 1992 | 326
Natural Gas Fired Combustion Turbine | Cambridge CT Hybrid | 2007 | 169.2
Natural Gas Fired Combustion Turbine | Walton County Power, LLC | 2001 | 494.1
Natural Gas Fired Combustion Turbine | Groton Generation Station | 2006 | 108.2
Natural Gas Fired Combustion Turbine | Groton Generation Station | 2008 | 108.2
Natural Gas Fired Combustion Turbine | DTE Atlantic, LLC | 2010 | 7.5
Natural Gas Steam Turbine | Ames Electric Services Power Plant | 1982 | 71.3
Natural Gas Steam Turbine | Big Cajun 2 | 1982 | 626
Natural Gas Steam Turbine | Cope | 1996 | 417.3
Natural Gas Steam Turbine | Deerhaven Generating Station | 1981 | 250.7
Natural Gas Steam Turbine | New Ulm | 1997 | 6
Natural Gas Steam Turbine | Rapids Energy Center | 1980 | 14
Natural Gas Steam Turbine | Wyandotte | 1986 | 32
Natural Gas Steam Turbine | Chalk Point Power | 1981 | 659
Nuclear | Arkansas Nuclear One | 1980 | 942.5
Nuclear | Beaver Valley | 1987 | 923.4
Nuclear | Braidwood Generation Station | 1988 | 2449.8
Nuclear | Byron Generating Station | 1985 | 1224.9
Nuclear | Byron Generating Station | 1987 | 1224.9
Nuclear | Callaway | 1984 | 1235.8
Nuclear | Catawba | 1985 | 1205.1
Nuclear | Catawba | 1986 | 1205.1
Nuclear | Clinton Power Station | 1987 | 1138.3
Nuclear | Columbia Generating Station | 1984 | 1200
Nuclear | Comanche Peak | 1990 | 1215
Nuclear | Comanche Peak | 1993 | 1215
Nuclear | Diablo Canyon | 1985 | 1159
Nuclear | Diablo Canyon | 1986 | 1164
Nuclear | Fermi | 1988 | 1217
Nuclear | Grand Gulf | 1985 | 1440
Nuclear | Harris | 1987 | 950.9
Nuclear | Joseph M Farley | 1981 | 888.2
Nuclear | LaSalle Generating Station | 1984 | 2340
Nuclear | Limerick | 1986 | 1138.5
Nuclear | Limerick | 1990 | 1138.5
Nuclear | McGuire | 1981 | 1220.3
Nuclear | McGuire | 1984 | 1220.3
Nuclear | Millstone | 1986 | 1253
Nuclear | Nine Mile Point Nuclear Station | 1987 | 1259.3
Nuclear | North Anna | 1980 | 979.7
Nuclear | Palo Verde | 1986 | 2806.4
Nuclear | Palo Verde | 1988 | 1403.2
Nuclear | Perry | 1987 | 1311.6
Nuclear | PSEG Hope Creek Generating Station | 1986 | 1290.7
Nuclear | PSEG Salem Generating Station | 1981 | 1170
Nuclear | River Bend | 1986 | 1035.9
Nuclear | Seabrook | 1990 | 1242
Nuclear | Sequoyah | 1981 | 1220.5
Nuclear | Sequoyah | 1982 | 1220.5
Nuclear | South Texas Project | 1988 | 1354.3
Nuclear | South Texas Project | 1989 | 1354.3
Nuclear | St Lucie | 1983 | 1080
Nuclear | TalenEnergy Susquehanna | 1983 | 1266
Nuclear | TalenEnergy Susquehanna | 1985 | 1266
Nuclear | V C Summer | 1984 | 1029.6
Nuclear | Vogtle | 1987 | 1215
Nuclear | Vogtle | 1989 | 1215
Nuclear | Waterford 3 | 1985 | 1199.8
Nuclear | Watts Bar Nuclear Plant | 1996 | 1269.9
Nuclear | Watts Bar Nuclear Plant | 2016 | 1269.9
Nuclear | Wolf Creek Generating Station | 1985 | 1267.7
Onshore Wind Turbine | Adair Wind Farm | 2008 | 174.8
Onshore Wind Turbine | Adams Wind | 2015 | 106
Onshore Wind Turbine | Adams Wind | 2016 | 48.3
Onshore Wind Turbine | Adams Wind Farm | 2003 | 13.5
Onshore Wind Turbine | Adams Wind Farm | 2004 | 9.8
Onshore Wind Turbine | Adams Wind Generations LLC | 2011 | 20
Onshore Wind Turbine | Aeolus Wind Facility | 2003 | 3
Onshore Wind Turbine | Agassiz Beach LLC | 2001 | 1.9
Onshore Wind Turbine | Ainsworth Wind | 2005 | 59.4
Onshore Wind Turbine | Alexander Wind Farm LLC | 2015 | 50.7
Onshore Wind Turbine | Allegheny Ridge Wind Farm | 2007 | 80
Onshore Wind Turbine | Allendorf | 1998 | 1.8
Onshore Wind Turbine | Allendorf | 2003 | 2
Onshore Wind Turbine | Alta Wind Energy Center I | 2011 | 150
Onshore Wind Turbine | Alta Wind Energy Center II | 2011 | 150
Onshore Wind Turbine | Alta Wind Energy Center III | 2011 | 150
Onshore Wind Turbine | Alta Wind Energy Center IV | 2011 | 102
Onshore Wind Turbine | Alta Wind Energy Center V | 2011 | 168
Onshore Wind Turbine | Alta Wind VIII | 2012 | 150
Onshore Wind Turbine | Alta Wind X | 2014 | 138
Onshore Wind Turbine | Alta Wind XI | 2014 | 90
Onshore Wind Turbine | Anacacho Wind Farm, LLC | 2012 | 99.8
Onshore Wind Turbine | Anchor Wind, LLC | 2012 | 6
Onshore Wind Turbine | Anderson Wind I | 2014 | 5
Onshore Wind Turbine | Anderson Wind II | 2014 | 10
Onshore Wind Turbine | Aragonne Wind LLC | 2006 | 90
Onshore Wind Turbine | Arbuckle Mountain Wind Farm LLC | 2015 | 100
Onshore Wind Turbine | Arlington Wind Power Project | 2008 | 102.9
Onshore Wind Turbine | Armenia Mountain Wind Farm | 2009 | 100.5
Onshore Wind Turbine | Ashtabula Wind Energy Center | 2008 | 48
Onshore Wind Turbine | Ashtabula Wind II LLC | 2009 | 120
Onshore Wind Turbine | Ashtabula Wind III LLC | 2010 | 62.4
Onshore Wind Turbine | Autumn Hills LLC | 2001 | 1.9
Onshore Wind Turbine | B&K Energy Systems LLC | 2003 | 2
Onshore Wind Turbine | Baffin Wind | 2014 | 188
Onshore Wind Turbine | Baldwin Wind LLC | 2010 | 102.4
Onshore Wind Turbine | Balko Wind LLC | 2015 | 299.7
Onshore Wind Turbine | Barton Chapel Wind Farm | 2009 | 120
Onshore Wind Turbine | Barton Windpower LLC | 2009 | 160
Onshore Wind Turbine | Bay Windpower I | 2001 | 1.8
Onshore Wind Turbine | Bayonne MUA- Leitner-Poma Wind Turbine | 2012 | 1.5
Onshore Wind Turbine | BayWa r.e Mozart LLC | 2012 | 30
Onshore Wind Turbine | Beaver Ridge Wind | 2008 | 4.5
Onshore Wind Turbine | Beebe 1B | 2014 | 50.4
Onshore Wind Turbine | Beech Ridge Energy LLC | 2010 | 100.5
Onshore Wind Turbine | Beethoven Wind | 2015 | 80
Onshore Wind Turbine | Bent Tree Wind Farm Phase 1 | 2011 | 201.3
Onshore Wind Turbine | Benton County Wind Farm | 2008 | 130.5
Onshore Wind Turbine | Berkshire Wind Power Project | 2011 | 15
Onshore Wind Turbine | Berkshire Wind Power Project | 2019 | 4.6
Onshore Wind Turbine | Big Blue | 2012 | 36
Onshore Wind Turbine | Big Horn Wind II | 2011 | 50
Onshore Wind Turbine | Big Horn Wind Project | 2006 | 199
Onshore Wind Turbine | Big Sky Wind LLC | 2011 | 239.4
Onshore Wind Turbine | Big Spring Wind Power Facility | 1998 | 34.3
Onshore Wind Turbine | Big Top LLC | 2009 | 1.7
Onshore Wind Turbine | Big Turtle Wind Farm, LLC | 2014 | 20
Onshore Wind Turbine | Biglow Canyon Wind Farm | 2007 | 125.4
Onshore Wind Turbine | Biglow Canyon Wind Farm | 2009 | 163.3
Onshore Wind Turbine | Biglow Canyon Wind Farm | 2010 | 161
Onshore Wind Turbine | Bishop Hill Energy LLC | 2012 | 200
Onshore Wind Turbine | Bishop Hill II Wind Farm | 2012 | 81
Onshore Wind Turbine | Bison 2 Wind Energy Center | 2012 | 105
Onshore Wind Turbine | Bison 3 Wind Energy Center | 2012 | 105
Onshore Wind Turbine | Bison 4 Wind Energy Center | 2015 | 205
Onshore Wind Turbine | Bison I Wind Energy Center | 2010 | 36.8
Onshore Wind Turbine | Bison I Wind Energy Center | 2012 | 45
Onshore Wind Turbine | Bisson Windfarm LLC | 2003 | 2
Onshore Wind Turbine | Blackstone Wind Farm II LLC | 2010 | 200
Onshore Wind Turbine | Blackstone Wind Farm LLC | 2009 | 106
Onshore Wind Turbine | Bliss | 2008 | 100.5
Onshore Wind Turbine | Blue Breezes II LLC | 2006 | 1.3
Onshore Wind Turbine | Blue Breezes LLC | 2006 | 1.3
Onshore Wind Turbine | Blue Canyon Windpower | 2003 | 74.3
Onshore Wind Turbine | Blue Canyon Windpower II | 2005 | 151.4
Onshore Wind Turbine | Blue Canyon Windpower V LLC | 2009 | 99
Onshore Wind Turbine | Blue Canyon Windpower VI LLC | 2011 | 99.8
Onshore Wind Turbine | Blue Creek Wind Project | 2011 | 302
Onshore Wind Turbine | Blue Sky Green Field Wind Project | 2008 | 145.2
Onshore Wind Turbine | Blue Summit Wind LLC | 2012 | 135.4
Onshore Wind Turbine | Bobcat Bluff Wind Project LLC | 2012 | 161
Onshore Wind Turbine | Boeve Windfarm LLC | 2003 | 2
Onshore Wind Turbine | Border Winds Wind Farm | 2015 | 150
Onshore Wind Turbine | Bowling Green Wind | 2003 | 3.6
Onshore Wind Turbine | Bowling Green Wind | 2004 | 3.6
Onshore Wind Turbine | Brazos Wind Farm | 2003 | 160
Onshore Wind Turbine | Breckinridge Wind Project LLC | 2015 | 98.8
Onshore Wind Turbine | Briscoe Wind Farm | 2015 | 150
Onshore Wind Turbine | Broadview Energy Prime 2 LLC | 2014 | 9.9
Onshore Wind Turbine | Broadview Energy Prime LLC | 2014 | 9.9
Onshore Wind Turbine | Broken Bow Wind II, LLC | 2014 | 73.1
Onshore Wind Turbine | Broken Bow Wind LLC | 2012 | 79.9
Onshore Wind Turbine | Brookfield | 2014 | 74.8
Onshore Wind Turbine | Brookfield Tehachapi 1 | 2012 | 102
Onshore Wind Turbine | Brown County Wind Turbine | 2011 | 1.5
Onshore Wind Turbine | Buckeye Wind Energy Center | 2015 | 200.5
Onshore Wind Turbine | Buena Vista Energy LLC | 2006 | 38
Onshore Wind Turbine | Buffalo Bear LLC | 2008 | 18.9
Onshore Wind Turbine | Buffalo Center Wind LLC | 2011 | 1.5
Onshore Wind Turbine | Buffalo Dunes Wind Project | 2013 | 249.8
Onshore Wind Turbine | Buffalo Gap 2 Wind Farm | 2007 | 232.5
Onshore Wind Turbine | Buffalo Gap 3 Wind Farm | 2008 | 170.2
Onshore Wind Turbine | Buffalo Gap Wind Farm | 2006 | 120.6
Onshore Wind Turbine | Buffalo Mountain | 2000 | 1.8
Onshore Wind Turbine | Buffalo Mountain Energy Center | 2004 | 27
Onshore Wind Turbine | Buffalo Ridge I LLC | 2009 | 50.4
Onshore Wind Turbine | Buffalo Ridge II LLC | 2010 | 210
Onshore Wind Turbine | Bull Creek Wind | 2008 | 180
Onshore Wind Turbine | Bull Hill Wind Project | 2012 | 34.5
Onshore Wind Turbine | Bulldog | 2010 | 1.5
Onshore Wind Turbine | Burley Butte Windpark | 2011 | 21.3
Onshore Wind Turbine | Busch Ranch Wind Energy Farm | 2012 | 29
Onshore Wind Turbine | Butler Ridge | 2009 | 54
Onshore Wind Turbine | Butter Creek Power LLC | 2009 | 5
Onshore Wind Turbine | Cabazon Wind Partners | 2002 | 41
Onshore Wind Turbine | California Ridge Wind Energy LLC | 2012 | 217
Onshore Wind Turbine | Callahan Divide Wind Energy Center | 2005 | 114
Onshore Wind Turbine | Camelot Wind LLC | 2012 | 1.5
Onshore Wind Turbine | Cameron Ridge LLC | 1984 | 59.6
Onshore Wind Turbine | Cameron Wind 1 LLC | 2015 | 165
Onshore Wind Turbine | Camp Grove Wind Farm | 2007 | 150
Onshore Wind Turbine | Camp Reed | 2010 | 22.5
Onshore Wind Turbine | Campbell County Wind Farm | 2015 | 97.8
Onshore Wind Turbine | Campbell Hill Windpower | 2009 | 99
Onshore Wind Turbine | Canadian Hills Wind | 2012 | 293.7
Onshore Wind Turbine | Caney River Wind Project | 2011 | 200
Onshore Wind Turbine | Capricorn Ridge Wind LLC | 2007 | 364
Onshore Wind Turbine | Capricorn Ridge Wind LLC | 2008 | 298.5
Onshore Wind Turbine | Caprock Wind Farm | 2004 | 60
Onshore Wind Turbine | Caprock Wind Farm | 2005 | 20
Onshore Wind Turbine | Carousel Wind Farm LLC | 2015 | 150
Onshore Wind Turbine | Carroll Area Wind Farm | 2015 | 20.7
Onshore Wind Turbine | Carroll Wind Farm | 2008 | 159.1
Onshore Wind Turbine | Carstensen Wind | 2004 | 1.7
Onshore Wind Turbine | Cashton Greens Wind Farm | 2012 | 5
Onshore Wind Turbine | Casper Wind Farm | 2009 | 17
Onshore Wind Turbine | Casselman Wind Power Project | 2007 | 34.5
Onshore Wind Turbine | Cedar Bluff Wind, LLC | 2015 | 198.6
Onshore Wind Turbine | Cedar Creek II | 2011 | 248.3
Onshore Wind Turbine | Cedar Creek Wind | 2007 | 300.5
Onshore Wind Turbine | Cedar Hills Wind Farm | 2010 | 19.5
Onshore Wind Turbine | Cedar Point Wind | 2011 | 252
Onshore Wind Turbine | Cedar Ridge | 2008 | 67.7
Onshore Wind Turbine | Cedro Hill Wind LLC | 2010 | 150
Onshore Wind Turbine | Centennial Wind Farm | 2006 | 120
Onshore Wind Turbine | Central Plains Wind Farm | 2009 | 99
Onshore Wind Turbine | Century | 2005 | 150
Onshore Wind Turbine | Century | 2007 | 51.2
Onshore Wind Turbine | CG Windfarm LLC | 2003 | 2
Onshore Wind Turbine | Chamberlain Wind Project | 2001 | 2.6
Onshore Wind Turbine | Champepaden Wind Power | 2001 | 2
Onshore Wind Turbine | Champion Wind Farm LLC | 2008 | 126.5
Onshore Wind Turbine | Chanarambie Power Partners, LLC | 2003 | 85.5
Onshore Wind Turbine | Charles City Wind Farm | 2008 | 80
Onshore Wind Turbine | Charlestown Wind Turbine | 2011 | 1.5
Onshore Wind Turbine | Chestnut Flats Wind Farm | 2011 | 38
Onshore Wind Turbine | Chisholm View Wind Project | 2012 | 235.2
Onshore Wind Turbine | Chisholm View Wind Project | 2016 | 64.8
Onshore Wind Turbine | Cimarron Wind Energy LLC | 2012 | 165.6
Onshore Wind Turbine | Cimarron Windpower II | 2012 | 131
Onshore Wind Turbine | Cirrus Wind 1 LLC | 2012 | 61.2
Onshore Wind Turbine | City of Soledad Water Reclamation | 2014 | 1
Onshore Wind Turbine | Cloud County Wind Farm | 2008 | 201
Onshore Wind Turbine | Coastal Energy Project | 2010 | 6
Onshore Wind Turbine | Cohocton Wind Project | 2009 | 87.5
Onshore Wind Turbine | Cold Springs Windfarm | 2012 | 23
Onshore Wind Turbine | Colorado Green Holdings LLC | 2003 | 162
Onshore Wind Turbine | Colorado Highlands Wind | 2012 | 71
Onshore Wind Turbine | Colorado Highlands Wind | 2013 | 25.1
Onshore Wind Turbine | Com Adam 1WF-1 | 2007 | 5
Onshore Wind Turbine | Combine Hills I | 2003 | 43
Onshore Wind Turbine | Community Wind North LLC | 2011 | 30
Onshore Wind Turbine | Community Wind South | 2012 | 30
Onshore Wind Turbine | Condon Windpower LLC | 2001 | 24.6
Onshore Wind Turbine | Condon Windpower LLC | 2002 | 25.2
Onshore Wind Turbine | Coram Energy LLC | 2005 | 3
Onshore Wind Turbine | Coram Energy LLC (ECT) | 2005 | 7.5
Onshore Wind Turbine | Coram Tehachapi | 1992 | 6.5
Onshore Wind Turbine | Crane Creek Wind Energy Center | 2009 | 99
Onshore Wind Turbine | Crescent Ridge | 2005 | 53
Onshore Wind Turbine | Crofton Bluffs Wind LLC | 2012 | 40
Onshore Wind Turbine | Cross Winds Energy Park | 2014 | 111
Onshore Wind Turbine | Cross Winds Energy Park | 2018 | 44
Onshore Wind Turbine | Cross Winds Energy Park | 2019 | 75.9
Onshore Wind Turbine | Crossroads Wind Farm | 2012 | 227.5
Onshore Wind Turbine | Crosswind Energy Project | 2007 | 21
Onshore Wind Turbine | Crystal Lake 3 LLC | 2009 | 66
Onshore Wind Turbine | CTV Power Purchase Contract Trust | 1985 | 0.1
Onshore Wind Turbine | CTV Power Purchase Contract Trust | 2004 | 4.5
Onshore Wind Turbine | Cumberland Rose | 2012 | 1.6
Onshore Wind Turbine | Danielson Wind Farms LLC | 2011 | 20
Onshore Wind Turbine | Day County Wind LLC | 2010 | 99
Onshore Wind Turbine | Delta Wind Farm | 2008 | 0.1
Onshore Wind Turbine | Delta Wind Farm | 2009 | 0.9
Onshore Wind Turbine | Delta Wind Farm | 2013 | 0.9
Onshore Wind Turbine | Dempsey Ridge Wind Farm | 2012 | 132
Onshore Wind Turbine | Desert Meadow Windfarm | 2012 | 23
Onshore Wind Turbine | Desert Sky | 2002 | 167.7
Onshore Wind Turbine | DeWind Frisco | 2012 | 20
Onshore Wind Turbine | Diamond Willow Wind Facility | 2007 | 30
Onshore Wind Turbine | Difwind Farms Ltd VI | 1987 | 27.1
Onshore Wind Turbine | Dillon Wind LLC | 2008 | 45
Onshore Wind Turbine | Dinosaur Point | 1988 | 17.4
Onshore Wind Turbine | DL Windy Acres LLC | 2003 | 2
Onshore Wind Turbine | Dry Lake Wind LLC | 2009 | 63
Onshore Wind Turbine | Dunlap | 2010 | 129.5
Onshore Wind Turbine | Dutch Hill Wind Project | 2009 | 37.5
Onshore Wind Turbine | East Winds Project | 1985 | 3
Onshore Wind Turbine | Eastridge Wind Project | 2006 | 10.4
Onshore Wind Turbine | Echo Wind Park | 2014 | 112
Onshore Wind Turbine | Echo Wind Park | 2016 | 50
Onshore Wind Turbine | Eclipse Wind Farm | 2012 | 200.1
Onshore Wind Turbine | EcoGrove Wind LLC | 2009 | 100.5
Onshore Wind Turbine | EDF Renewable Windfarm V Inc | 1990 | 15.5
Onshore Wind Turbine | Edom Hills Project 1 LLC | 2008 | 20
Onshore Wind Turbine | Elbow Creek Wind Project LLC | 2008 | 121.9
Onshore Wind Turbine | Elk City LLC | 2009 | 98.9
Onshore Wind Turbine | Elk City LLC | 2010 | 99.2
Onshore Wind Turbine | Elk River Wind | 2005 | 150
Onshore Wind Turbine | Elk Wind Farm | 2011 | 40.8
Onshore Wind Turbine | Elkhorn Ridge Wind LLC | 2009 | 81
Onshore Wind Turbine | Elkhorn Valley Wind Farm | 2007 | 100.7
Onshore Wind Turbine | Elm Creek Wind II LLC | 2010 | 148.8
Onshore Wind Turbine | Elm Creek Wind LLC | 2008 | 99
Onshore Wind Turbine | Ensign Wind LLC | 2012 | 98.9
Onshore Wind Turbine | Eolos Wind Energy Research Field Station | 2011 | 2.5
Onshore Wind Turbine | Euclid Farm, Stamco N-54 | 2012 | 1
Onshore Wind Turbine | Eurus Combine Hills Turbine Ranch 2 | 2010 | 66.1
Onshore Wind Turbine | Eva Creek Wind | 2013 | 24.6
Onshore Wind Turbine | Fairfield Wind | 2014 | 10
Onshore Wind Turbine | Fairhaven Wind | 2012 | 3
Onshore Wind Turbine | Fairmont Wind | 2003 | 2
Onshore Wind Turbine | Fairmont Wind | 2004 | 1.7
Onshore Wind Turbine | Fairmont Wind | 2005 | 1.7
Onshore Wind Turbine | Farmers City Wind LLC | 2009 | 146
Onshore Wind Turbine | Fenner Wind | 2001 | 30
Onshore Wind Turbine | Fenton Wind Farm | 2007 | 205.5
Onshore Wind Turbine | Fey Windfarm LLC | 2003 | 2
Onshore Wind Turbine | Fire Island Wind | 2012 | 18
Onshore Wind Turbine | Flat Ridge 2 Wind Energy LLC | 2012 | 470.4
Onshore Wind Turbine | Flat Ridge Wind Energy LLC | 2009 | 44
Onshore Wind Turbine | Flat Ridge Wind Farm | 2009 | 50
Onshore Wind Turbine | Flat Water Wind Farm LLC | 2010 | 60
Onshore Wind Turbine | Florence Hills LLC | 2001 | 1.9
Onshore Wind Turbine | Flying Cloud Power Partners LLC | 2003 | 43.5
Onshore Wind Turbine | Fontanelle | 2012 | 1.6
Onshore Wind Turbine | Foote Creek I | 1999 | 41.4
Onshore Wind Turbine | Forest Creek Wind Farm LLC | 2006 | 124.2
Onshore Wind Turbine | Forward Wind Energy Center | 2008 | 99
Onshore Wind Turbine | Forward Wind Energy Center | 2009 | 30
Onshore Wind Turbine | Forward Windpower LLC | 2008 | 29.4
Onshore Wind Turbine | Fossil Gulch | 2005 | 10.5
Onshore Wind Turbine | Foundation AB | 2011 | 1.5
Onshore Wind Turbine | Foundation Cemex BMQ | 2012 | 3
Onshore Wind Turbine | Foundation Cemex Madison | 2012 | 1
Onshore Wind Turbine | Foundation Cemex River Plant | 2012 | 3.2
Onshore Wind Turbine | Foundation IE | 2011 | 1
Onshore Wind Turbine | Foundation NWNA | 2012 | 3.2
Onshore Wind Turbine | Foundation NWNA | 2018 | 1.9
Onshore Wind Turbine | Foundation RRM | 2012 | 2
Onshore Wind Turbine | Foundation ST | 2011 | 2
Onshore Wind Turbine | Four Corners Windfarm LLC | 2009 | 10
Onshore Wind Turbine | Four Mile Canyon Windfarm LLC | 2009 | 10
Onshore Wind Turbine | Fourmile Ridge | 2014 | 40
Onshore Wind Turbine | Fowler Ridge Wind Farm LLC | 2009 | 600.3
Onshore Wind Turbine | Fox Island Wind LLC | 2009 | 4.5
Onshore Wind Turbine | FPL Energy Ashtabula Wind LLC | 2008 | 148.5
Onshore Wind Turbine | FPL Energy Burleigh County Wind | 2005 | 31.5
Onshore Wind Turbine | FPL Energy Burleigh County Wind | 2006 | 18
Onshore Wind Turbine | FPL Energy Crystal Lake Wind II LLC | 2009 | 200
Onshore Wind Turbine | FPL Energy Crystal Lake Wind LLC | 2008 | 150
Onshore Wind Turbine | FPL Energy Montezuma Winds LLC | 2010 | 36.8
Onshore Wind Turbine | FPL Energy North Dakota Wind I/II | 2003 | 61.5
Onshore Wind Turbine | FPL Energy Oliver Wind I LLC | 2006 | 50.6
Onshore Wind Turbine | FPL Energy Oliver Wind II LLC | 2007 | 48
Onshore Wind Turbine | FPL Energy Story Wind LLC | 2008 | 150
Onshore Wind Turbine | FPL Energy Vansycle LLC (OR) | 2001 | 122.8
Onshore Wind Turbine | FPL Energy Vansycle LLC (WA) | 2001 | 176.9
Onshore Wind Turbine | Franklin County Wind Farm | 2012 | 99
Onshore Wind Turbine | G Flow Wind LLC | 2006 | 1.3
Onshore Wind Turbine | G McNeilus Wind Farm Dodge Center | 2002 | 32
Onshore Wind Turbine | G McNeilus Wind Farm Dodge Center | 2003 | 8
Onshore Wind Turbine | G McNeilus Wind Farm Dodge Center | 2004 | 3
Onshore Wind Turbine | Garden Wind LLC | 2009 | 150
Onshore Wind Turbine | Garnet Wind Energy Center | 2009 | 6.5
Onshore Wind Turbine | Geneseo | 2009 | 3
Onshore Wind Turbine | Georgia Mountain Community Wind Farm | 2012 | 10
Onshore Wind Turbine | GL Wind | 2011 | 5
Onshore Wind Turbine | Glacier Hills | 2011 | 162
Onshore Wind Turbine | Glenrock | 2008 | 119.6
Onshore Wind Turbine | Glenrock | 2009 | 46
Onshore Wind Turbine | Goat Wind LP | 2008 | 80
Onshore Wind Turbine | Goat Wind LP | 2009 | 69.6
Onshore Wind Turbine | Golden Hills Wind | 2015 | 85.9
Onshore Wind Turbine | Golden Spread Panhandle Wnd Rch | 2011 | 78.2
Onshore Wind Turbine | Golden Valley Wind Park LLC | 2011 | 12
Onshore Wind Turbine | Golden West Power Partners LLC | 2015 | 250
Onshore Wind Turbine | Goldthwaite Wind Energy Facility | 2013 | 150
Onshore Wind Turbine | Goodnoe Hills | 2008 | 103.4
Onshore Wind Turbine | Goodwell Wind Project LLC | 2015 | 200
Onshore Wind Turbine | Gordon Butte Wind LLC | 2012 | 9.6
Onshore Wind Turbine | Gordon Butte Wind LLC | 2018 | 8.1
Onshore Wind Turbine | Goshen Phase II | 2010 | 124.5
Onshore Wind Turbine | Grand Meadow | 2008 | 100.5
Onshore Wind Turbine | Grand Ridge Wind Energy Center | 2008 | 99
Onshore Wind Turbine | Grand Ridge Wind Energy Center | 2009 | 111
Onshore Wind Turbine | Grandview Wind Farm, LLC | 2014 | 211.2
Onshore Wind Turbine | Granite Reliable Power | 2012 | 99
Onshore Wind Turbine | Grant County Wind LLC | 2010 | 20
Onshore Wind Turbine | Gratiot County Wind LLC | 2012 | 110.4
Onshore Wind Turbine | Gratiot Wind Park | 2011 | 102
Onshore Wind Turbine | Gray County Wind Energy | 2001 | 112.2
Onshore Wind Turbine | Green Acres Breeze LLC | 2006 | 1.3
Onshore Wind Turbine | Green Pastures Wind I | 2015 | 150
Onshore Wind Turbine | Green Pastures Wind II | 2015 | 150
Onshore Wind Turbine | Greenback Energy | 2004 | 1.7
Onshore Wind Turbine | Greenfield Wind | 2012 | 1.6
Onshore Wind Turbine | Groton Wind LLC | 2012 | 48
Onshore Wind Turbine | GSG LLC | 2007 | 80
Onshore Wind Turbine | Hackberry Wind Farm | 2008 | 165.6
Onshore Wind Turbine | Hadley Ridge LLC | 2000 | 1.9
Onshore Wind Turbine | Hammett Hill Windfarm | 2012 | 23
Onshore Wind Turbine | Hancock County Wind Energy Center | 2002 | 98
Onshore Wind Turbine | Happy Jack Windpower Project | 2008 | 29.4
Onshore Wind Turbine | Hardin Hilltop Wind LLC | 2007 | 14.7
Onshore Wind Turbine | Hardscrabble Wind Power LLC | 2011 | 74
Onshore Wind Turbine | Harvest Wind Project | 2009 | 98.9
Onshore Wind Turbine | Hatchet Ridge Wind Project | 2010 | 101.2
Onshore Wind Turbine | Hawkeye Power Partners LLC | 1999 | 42
Onshore Wind Turbine | Hawkeye Wind Farm | 2012 | 35
Onshore Wind Turbine | Hay Canyon Wind Power LLC | 2009 | 100.8
Onshore Wind Turbine | Headwaters Wind Farm LLC | 2014 | 200
Onshore Wind Turbine | Helzel & Schwarzhoff 86 | 1986 | 2.4
Onshore Wind Turbine | Heritage Garden Wind Farm I LLC | 2012 | 28
Onshore Wind Turbine | High Plains | 2009 | 122.1
Onshore Wind Turbine | High Sheldon Wind Farm | 2009 | 112.5
Onshore Wind Turbine | High Trail Wind Farm LLC | 2007 | 210.9
Onshore Wind Turbine | High Winds LLC | 2003 | 162
Onshore Wind Turbine | Highland North Wind Farm | 2012 | 75
Onshore Wind Turbine | Highland Wind Project (IA) | 2015 | 502
Onshore Wind Turbine | Hoopeston Wind LLC | 2015 | 98
Onshore Wind Turbine | Hoosier Wind Project LLC | 2009 | 106
Onshore Wind Turbine | Hope Creek LLC | 2001 | 1.9
Onshore Wind Turbine | Hopkins Ridge Wind | 2005 | 149.4
Onshore Wind Turbine | Hopkins Ridge Wind | 2008 | 7.2
Onshore Wind Turbine | Horse Butte Wind I, LLC | 2012 | 57.6
Onshore Wind Turbine | Horse Hollow Wind Energy Center | 2005 | 213
Onshore Wind Turbine | Horse Hollow Wind Energy Center | 2006 | 522.5
Onshore Wind Turbine | Horseshoe Bend Wind LLC | 2012 | 290
Onshore Wind Turbine | Horseshoe Bend Wind Park | 2006 | 9
Onshore Wind Turbine | Howard Wind Farm | 2011 | 51.3
Onshore Wind Turbine | Howard Wind Farm | 2012 | 4.1
Onshore Wind Turbine | Huerfano River Wind | 2013 | 8
Onshore Wind Turbine | Hull Wind II | 2006 | 1.8
Onshore Wind Turbine | Intrepid | 2004 | 160.5
Onshore Wind Turbine | Intrepid | 2005 | 15
Onshore Wind Turbine | Iowa Distributed Wind Generation Project | 2000 | 2.3
Onshore Wind Turbine | Iowa Lakes Superior Wind Farm | 2009 | 10.5
Onshore Wind Turbine | Ipswich Wind Independence | 2012 | 2
Onshore Wind Turbine | Ipswich Wind Turbine | 2011 | 1.6
Onshore Wind Turbine | Ironwood Wind | 2012 | 167.9
Onshore Wind Turbine | Jack River LLC | 2001 | 1.9
Onshore Wind Turbine | Javelina Wind Energy, LLC | 2015 | 249.7
Onshore Wind Turbine | Jeffers Wind 20 LLC | 2008 | 50
Onshore Wind Turbine | Jersey-Atlantic Wind Farm | 2006 | 7.5
Onshore Wind Turbine | Jessica Mills LLC | 2001 | 1.9
Onshore Wind Turbine | Judith Gap Wind Energy Center | 2005 | 135
Onshore Wind Turbine | Julia Hills LLC | 2001 | 1.9
Onshore Wind Turbine | Junction Hilltop Wind Farm | 2012 | 8
Onshore Wind Turbine | Juniper Canyon I Wind Project | 2011 | 151.2
Onshore Wind Turbine | Kaheawa Wind Power II LLC | 2012 | 21
Onshore Wind Turbine | Kahuku Wind Power LLC | 2011 | 30
Onshore Wind Turbine | Karen Avenue Wind Farm | 1985 | 11.7
Onshore Wind Turbine | Kas Brothers Windfarm | 2001 | 1.5
Onshore Wind Turbine | Kawailoa Wind | 2012 | 69
Onshore Wind Turbine | Kay Wind, LLC | 2015 | 299
Onshore Wind Turbine | K-Brink Windfarm LLC | 2003 | 2
Onshore Wind Turbine | Keechi Wind | 2015 | 110
Onshore Wind Turbine | Keenan II Renewable Energy Co LLC | 2010 | 151.8
Onshore Wind Turbine | King Mountain Wind Ranch 1 | 2001 | 278
Onshore Wind Turbine | Kingdom Community Wind | 2012 | 65
Onshore Wind Turbine | Kingman 1 | 2011 | 10
Onshore Wind Turbine | Kingston Wind Independence | 2012 | 2
Onshore Wind Turbine | Kirkwood Wind Turbine | 2012 | 2.5
Onshore Wind Turbine | Kit Carson Windpower | 2010 | 51
Onshore Wind Turbine | Klondike Wind Power | 2002 | 24.5
Onshore Wind Turbine | Klondike Windpower II | 2005 | 75
Onshore Wind Turbine | Klondike Windpower III | 2007 | 221
Onshore Wind Turbine | Klondike Windpower III | 2008 | 76.5
Onshore Wind Turbine | KODE Novus I | 2012 | 80
Onshore Wind Turbine | KODE Novus II | 2012 | 40
Onshore Wind Turbine | Kumeyaay Wind | 2005 | 50
Onshore Wind Turbine | Lake Benton I | 1998 | 107.2
Onshore Wind Turbine | Lake Benton II | 1999 | 100.2
Onshore Wind Turbine | Lake Winds Energy Park | 2012 | 100.8
Onshore Wind Turbine | Lakefield Wind Project LLC | 2011 | 205.5
Onshore Wind Turbine | Lakeswind Power Partners | 2014 | 51.8
Onshore Wind Turbine | Lakota Ridge LLC | 1999 | 11.2
Onshore Wind Turbine | Lakota Wind Wind Farm | 2009 | 10.5
Onshore Wind Turbine | Lamar Plant | 2004 | 6
Onshore Wind Turbine | Langdon Wind Energy Center | 2007 | 40.5
Onshore Wind Turbine | Langdon Wind II LLC | 2008 | 40.5
Onshore Wind Turbine | Langford Wind Power | 2009 | 150
Onshore Wind Turbine | Laredo Ridge Wind LLC | 2011 | 79.9
Onshore Wind Turbine | Laurel Hill Wind | 2012 | 69
Onshore Wind Turbine | Laurel Wind Farm | 2011 | 119.6
Onshore Wind Turbine | Leaning Juniper | 2006 | 110.4
Onshore Wind Turbine | Leaning Juniper Wind Power II | 2011 | 201
Onshore Wind Turbine | Lempster Wind LLC | 2008 | 24
Onshore Wind Turbine | Lime Wind | 2011 | 3
Onshore Wind Turbine | Limon III Wind LLC | 2014 | 200.6
Onshore Wind Turbine | Limon Wind I | 2012 | 200
Onshore Wind Turbine | Limon Wind II | 2012 | 200
Onshore Wind Turbine | Linden Wind Energy Project | 2010 | 50
Onshore Wind Turbine | Little Elk Wind Project LLC | 2015 | 74
Onshore Wind Turbine | Little Pringle I Wind Farm | 2010 | 10
Onshore Wind Turbine | Little Pringle II Wind Farm | 2010 | 10
Onshore Wind Turbine | Llano Estacado Wind Ranch | 2001 | 80
Onshore Wind Turbine | Locust Ridge | 2007 | 26
Onshore Wind Turbine | Locust Ridge II LLC | 2009 | 102
Onshore Wind Turbine | Logan Wind Energy | 2007 | 201
Onshore Wind Turbine | Logans Gap Wind LLC | 2015 | 200.1
Onshore Wind Turbine | Lon Wright | 2017 | 40.9
Onshore Wind Turbine | Longhorn Wind | 2015 | 200
Onshore Wind Turbine | Lookout Windpower LLC | 2008 | 37.8
Onshore Wind Turbine | Loraine Windpark Project LLC | 2009 | 150
Onshore Wind Turbine | Los Vientos V Wind Power | 2015 | 110
Onshore Wind Turbine | Los Vientos Wind 1A | 2012 | 200
Onshore Wind Turbine | Los Vientos Wind 1B | 2012 | 201.6
Onshore Wind Turbine | Los Vientos Windpower III | 2015 | 200
Onshore Wind Turbine | Lost Creek Wind Energy Facility | 2010 | 150
Onshore Wind Turbine | Lost Lakes Wind Farm LLC | 2009 | 100
Onshore Wind Turbine | Lower Snake River Wind Energy Project | 2012 | 342.7
Onshore Wind Turbine | Lucky Wind | 2004 | 1.7
Onshore Wind Turbine | Luther College Wind Project | 2011 | 1.6
Onshore Wind Turbine | MA Military Reservation Wind Project | 2009 | 1.5
Onshore Wind Turbine | MA Military Reservation Wind Project | 2011 | 3
Onshore Wind Turbine | Macho Springs Power I | 2011 | 50.4
Onshore Wind Turbine | Madison Windpower LLC | 2000 | 11.5
Onshore Wind Turbine | Magic Valley Wind Farm I LLC | 2012 | 203
Onshore Wind Turbine | Mainline Windfarm | 2012 | 23
Onshore Wind Turbine | Majestic 1 Wind Farm | 2009 | 79.5
Onshore Wind Turbine | Majestic II Wind | 2012 | 79.6
Onshore Wind Turbine | Mammoth Plains | 2014 | 199
Onshore Wind Turbine | Manzana Wind LLC | 2012 | 189
Onshore Wind Turbine | Maple Ridge Wind Farm | 2005 | 137
Onshore Wind Turbine | Maple Ridge Wind Farm | 2006 | 184.2
Onshore Wind Turbine | Marble River Wind Farm | 2012 | 215.3
Onshore Wind Turbine | Marengo Wind Plant | 2007 | 156
Onshore Wind Turbine | Marengo Wind Plant | 2008 | 78
Onshore Wind Turbine | Mars Hill Wind Farm Project | 2007 | 42
Onshore Wind Turbine | Marsh Hill Wind Farm | 2014 | 16.2
Onshore Wind Turbine | Marshall Wind 1 LLC | 2007 | 2.1
Onshore Wind Turbine | Marshall Wind 2 LLC | 2007 | 4.2
Onshore Wind Turbine | Marshall Wind 3 LLC | 2007 | 4.2
Onshore Wind Turbine | Marshall Wind 4 LLC | 2007 | 4.2
Onshore Wind Turbine | Marshall Wind 5 LLC | 2007 | 2.1
Onshore Wind Turbine | Marshall Wind 6 LLC | 2007 | 2.1
Onshore Wind Turbine | McAdoo Wind Energy LLC | 2008 | 150
Onshore Wind Turbine | McFadden Ridge | 2009 | 35.2
Onshore Wind Turbine | McKinley Wind Park | 2012 | 14.4
Onshore Wind Turbine | Meadow Creek Project Company | 2012 | 119.7
Onshore Wind Turbine | Meadow Lake Wind Farm II LLC | 2010 | 102.3
Onshore Wind Turbine | Meadow Lake Wind Farm III LLC | 2010 | 103.5
Onshore Wind Turbine | Meadow Lake Wind Farm IV | 2010 | 105.7
Onshore Wind Turbine | Meadow Lake Wind Farm LLC | 2009 | 199.7
Onshore Wind Turbine | Meadow Ridge | 2012 | 1.6
Onshore Wind Turbine | Medicine Bow | 2000 | 6.2
Onshore Wind Turbine | Mehoopany Wind Energy LLC | 2012 | 140.8
Onshore Wind Turbine | Mendota Hills, LLC | 2003 | 76.2
Onshore Wind Turbine | Mesquite Creek Wind | 2015 | 211.2
Onshore Wind Turbine | Mesquite Wind Power LLC | 2007 | 200
Onshore Wind Turbine | Miami Wind Energy Center | 2014 | 288.6
Onshore Wind Turbine | Michigan Wind 2 | 2011 | 90
Onshore Wind Turbine | Milford Wind Corridor I LLC | 2009 | 203.5
Onshore Wind Turbine | Milford Wind Corridor Stage II LLC | 2011 | 102
Onshore Wind Turbine | Milner Dam Wind Park LLC | 2011 | 19.5
Onshore Wind Turbine | Minco Wind I, LLC | 2010 | 99.2
Onshore Wind Turbine | Minco Wind II, LLC | 2011 | 100.8
Onshore Wind Turbine | Minco Wind III, LLC | 2012 | 100.8
Onshore Wind Turbine | Minden Wind Park | 2012 | 32
Onshore Wind Turbine | MinnDakota Wind LLC | 2008 | 150
Onshore Wind Turbine | Minnesota Breeze LLC | 2006 | 1.3
Onshore Wind Turbine | Minonk Wind Farm | 2012 | 200
Onshore Wind Turbine | Minot Wind Project | 2003 | 2.6
Onshore Wind Turbine | Minot Wind Project | 2009 | 4.5
Onshore Wind Turbine | Minwind | 2002 | 3.8
Onshore Wind Turbine | Minwind 3-9 | 2004 | 11.5
Onshore Wind Turbine | Montezuma Wind II | 2012 | 78.2
Onshore Wind Turbine | Montfort Wind Energy Center | 2002 | 30
Onshore Wind Turbine | Moorhead Wind Turbine | 1999 | 0.7
Onshore Wind Turbine | Moorhead Wind Turbine | 2001 | 0.7
Onshore Wind Turbine | Moraine II Wind LLC | 2009 | 49.5
Onshore Wind Turbine | Moraine Wind LLC | 2003 | 51
Onshore Wind Turbine | Morning Light Wind Farm | 2012 | 101.2
Onshore Wind Turbine | Moulton Wind Power | 2001 | 2
Onshore Wind Turbine | Mountain Lake | 2007 | 1.2
Onshore Wind Turbine | Mountain View III | 2003 | 22.4
Onshore Wind Turbine | Mountain View IV | 2012 | 49
Onshore Wind Turbine | Mountaineer Wind Energy Center | 2002 | 66
Onshore Wind Turbine | Mower County Wind Energy Center | 2006 | 98.9
Onshore Wind Turbine | Munnsville Wind Farm LLC | 2007 | 34.5
Onshore Wind Turbine | Musselshell Wind Project | 2012 | 10
Onshore Wind Turbine | Musselshell Wind Project Two LLC | 2012 | 10
Onshore Wind Turbine | Mustang Hills LLC | 2012 | 150
Onshore Wind Turbine | NaturEner Glacier Wind Energy 1 | 2008 | 106.5
Onshore Wind Turbine | NaturEner Glacier Wind Energy 2 | 2009 | 103.5
Onshore Wind Turbine | NaturEner Rim Rock Energy | 2012 | 189
Onshore Wind Turbine | NedPower Mount Storm | 2008 | 264
Onshore Wind Turbine | New England Wind LLC | 2012 | 28.5
Onshore Wind Turbine | New Harvest Wind Project LLC | 2011 | 100
Onshore Wind Turbine | New Mexico Wind Energy Center | 2003 | 204
Onshore Wind Turbine | NextEra-Blackwell Wind, LLC | 2012 | 59.8
Onshore Wind Turbine | Nine Canyon | 2002 | 95.9
Onshore Wind Turbine | NLMU Wind | 2011 | 1.5
Onshore Wind Turbine | Nobles Wind Project | 2010 | 201
Onshore Wind Turbine | North Allegheny Windpower Project | 2009 | 70
Onshore Wind Turbine | North Hurlburt Wind LLC | 2012 | 265
Onshore Wind Turbine | North Sky River Energy LLC | 2012 | 162
Onshore Wind Turbine | Northern Colorado Wind LLC | 2009 | 174.3
Onshore Wind Turbine | Northern Iowa Windpower II | 2008 | 80
Onshore Wind Turbine | Northern Lights Wind LLC | 2004 | 1.7
Onshore Wind Turbine | Notus Wind 1 | 2010 | 1.7
Onshore Wind Turbine | NWP Indian Mesa Wind Farm | 2001 | 82.5
Onshore Wind Turbine | Oak Creek Energy Systems I | 1982 | 3.5
Onshore Wind Turbine | Oak Creek Energy Systems I | 1993 | 4.2
Onshore Wind Turbine | Oak Creek Energy Systems I | 1999 | 26.8
Onshore Wind Turbine | Oak Glen Wind Farm | 2011 | 44
Onshore Wind Turbine | Oak Tree Energy | 2014 | 19.5
Onshore Wind Turbine | Oakfield Wind Project | 2015 | 148
Onshore Wind Turbine | Oasis Wind | 2004 | 60.3
Onshore Wind Turbine | Ocotillo Express LLC | 2012 | 265.4
Onshore Wind Turbine | Ocotillo Windpower | 2008 | 58.8
Onshore Wind Turbine | Odin Wind Farm LLC | 2008 | 20
Onshore Wind Turbine | Oklahoma Wind Energy Center | 2003 | 102
Onshore Wind Turbine | Old Trail Wind Farm | 2007 | 213.8
Onshore Wind Turbine | Oregon Trail Wind Park | 2011 | 13.5
Onshore Wind Turbine | Oregon Trail Windfarm LLC | 2009 | 9.9
Onshore Wind Turbine | Origin Wind | 2014 | 150
Onshore Wind Turbine | Osage (IA) | 2009 | 1.6
Onshore Wind Turbine | Osage Wind, LLC | 2015 | 150.4
Onshore Wind Turbine | Osceola Windpower II | 2008 | 49.6
Onshore Wind Turbine | Osceola Windpower LLC | 2008 | 98.2
Onshore Wind Turbine | OU Spirit Wind Farm | 2009 | 101.2
Onshore Wind Turbine | Pacific Canyon Windfarm LLC | 2009 | 8.3
Onshore Wind Turbine | Pacific Wind LLC | 2012 | 151.7
Onshore Wind Turbine | Pakini Nui Wind Farm | 2007 | 21
Onshore Wind Turbine | Palo Duro Wind | 2014 | 249.9
Onshore Wind Turbine | Palouse | 2012 | 105.3
Onshore Wind Turbine | Pattern Gulf Wind | 2008 | 283.2
Onshore Wind Turbine | Pattern Panhandle Wind 2 LLC | 2014 | 181.7
Onshore Wind Turbine | Pattern Panhandle Wind LLC | 2014 | 218
Onshore Wind Turbine | Patton Wind Farm | 2012 | 30
Onshore Wind Turbine | PaTu Wind Farm LLC | 2010 | 9
Onshore Wind Turbine | Paulding Wind Farm II | 2011 | 99
Onshore Wind Turbine | Payne's Ferry | 2010 | 21
Onshore Wind Turbine | Pebble Springs Wind LLC | 2009 | 98.7
Onshore Wind Turbine | Peetz Table Wind Energy | 2007 | 199.5
Onshore Wind Turbine | Penascal II Wind Project LLC | 2010 | 201.6
Onshore Wind Turbine | Penascal Wind Power LLC | 2009 | 201.6
Onshore Wind Turbine | Perrin Ranch Wind LLC | 2012 | 99.2
Onshore Wind Turbine | Pheasant Run Wind LLC | 2013 | 74.8
Onshore Wind Turbine | Pike County Wind Power | 2005 | 1.7
Onshore Wind Turbine | Pilgrim Stage Wind Park | 2011 | 10.5
Onshore Wind Turbine | Pilot Hill Wind Farm | 2015 | 175
Onshore Wind Turbine | Pine Tree Wind Power Project | 2009 | 135
Onshore Wind Turbine | Pinnacle Wind Force LLC | 2011 | 53.7
Onshore Wind Turbine | Pinyon Pine I | 2012 | 168
Onshore Wind Turbine | Pinyon Pine II | 2012 | 132
Onshore Wind Turbine | Pioneer Prairie Wind Farm | 2008 | 300
Onshore Wind Turbine | Pioneer Trail Wind Farm, LLC | 2011 | 150.4
Onshore Wind Turbine | Pleasant Hill Wind Energy Project | 2015 | 20
Onshore Wind Turbine | Pleasant Valley Wind Farm | 2015 | 200
Onshore Wind Turbine | Pocahontas Prairie Wind Farm | 2012 | 80
Onshore Wind Turbine | Pomeroy Wind Farm | 2007 | 198
Onshore Wind Turbine | Pomeroy Wind Farm | 2008 | 58.5
Onshore Wind Turbine | Pomeroy Wind Farm | 2011 | 29.9
Onshore Wind Turbine | Post Oak Wind LLC | 2008 | 200
Onshore Wind Turbine | Post Rock Wind Power Project, LLC | 2012 | 201
Onshore Wind Turbine | Post Wind Farm LP | 2006 | 84
Onshore Wind Turbine | Power County Wind Park North | 2011 | 22.5
Onshore Wind Turbine | Power County Wind Park South | 2011 | 22.5
Onshore Wind Turbine | PPL Frey Farm Landfill Wind | 2011 | 3.2
Onshore Wind Turbine | Prairie Breeze | 2014 | 206.5
Onshore Wind Turbine | Prairie Breeze II | 2015 | 73.4
Onshore Wind Turbine | Prairie Rose Wind Farm | 2012 | 200
Onshore Wind Turbine | Prairie Star Wind Farm | 2007 | 100.7
Onshore Wind Turbine | Prairie Winds ND1 | 2009 | 115.5
Onshore Wind Turbine | Prairie Winds SD1 | 2011 | 162
Onshore Wind Turbine | Princeton Wind Farm | 2010 | 3
Onshore Wind Turbine | Providence Heights Wind LLC | 2008 | 72
Onshore Wind Turbine | Rail Splitter Wind Farm | 2009 | 100.5
Onshore Wind Turbine | Ralls Wind Farm | 2011 | 10
Onshore Wind Turbine | Rattlesnake Den | 2015 | 207.2
Onshore Wind Turbine | Record Hill Wind | 2012 | 50.6
Onshore Wind Turbine | Red Hills Wind Project LLC | 2008 | 123
Onshore Wind Turbine | Red Horse 2 | 2015 | 30
Onshore Wind Turbine | Red Mesa Wind LLC | 2010 | 102.4
Onshore Wind Turbine | Redwood Falls Wind | 2004 | 1.7
Onshore Wind Turbine | Redwood Falls Wind | 2005 | 1.7
Onshore Wind Turbine | Ridge Crest Wind Partners | 2001 | 29.7
Onshore Wind Turbine | Ridgetop | 1994 | 46.8
Onshore Wind Turbine | Ridgetop Energy LLC | 1984 | 29
Onshore Wind Turbine | Ridgewind | 2011 | 25.3
Onshore Wind Turbine | Rippey Wind Farm | 2012 | 50
Onshore Wind Turbine | Rising Tree Wind Farm | 2015 | 79.2
Onshore Wind Turbine | Rising Tree Wind Farm II | 2015 | 19.8
Onshore Wind Turbine | Rising Tree Wind Farm III | 2015 | 99
Onshore Wind Turbine | Rock River I LLC | 2001 | 50
Onshore Wind Turbine | Rockland Wind Farm | 2011 | 79.2
Onshore Wind Turbine | Rocky Ridge Wind Project | 2012 | 148.8
Onshore Wind Turbine | Roeder Family Wind Farm LLC | 2011 | 1.6
Onshore Wind Turbine | Rolling Hills | 2009 | 115.8
Onshore Wind Turbine | Rolling Hills Wind Farm | 2011 | 443.9
Onshore Wind Turbine | Rollins Wind Project | 2011 | 60
Onshore Wind Turbine | Roosevelt County | 2015 | 250
Onshore Wind Turbine | Roscoe Wind Farm LLC | 2008 | 209
Onshore Wind Turbine | Roth Rock North Wind Farm, LLC | 2011 | 10
Onshore Wind Turbine | Roth Rock Wind Farm LLC | 2011 | 40
Onshore Wind Turbine | Route 66 Wind Plant | 2015 | 150
Onshore Wind Turbine | RP Wind | 2013 | 3.4
Onshore Wind Turbine | Rugby Wind Power Project | 2009 | 149
Onshore Wind Turbine | Ruthton Ridge LLC | 2001 | 1.9
Onshore Wind Turbine | Ryegrass Windfarm | 2012 | 23
Onshore Wind Turbine | S&P Windfarm LLC | 2003 | 2
Onshore Wind Turbine | Saddleback Ridge Wind Farm | 2014 | 8.5
Onshore Wind Turbine | Saddleback Ridge Wind Farm | 2015 | 25.7
Onshore Wind Turbine | Sagebrush Power Partners | 2010 | 100.7
Onshore Wind Turbine | Salmon Falls Wind Park | 2011 | 21
Onshore Wind Turbine | Salt Valley Wind Plant | 1998 | 0.6
Onshore Wind Turbine | Salt Valley Wind Plant | 1999 | 0.6
Onshore Wind Turbine | San Gorgonio Farms Wind Farm | 1983 | 31
Onshore Wind Turbine | San Gorgonio Westwinds II LLC | 1999 | 43.4
Onshore Wind Turbine | San Gorgonio Windplant WPP1993 | 2011 | 49.5
Onshore Wind Turbine | San Juan Mesa Wind Project LLC | 2005 | 120
Onshore Wind Turbine | Sand Bluff Wind Farm | 2007 | 90
Onshore Wind Turbine | Sand Ranch Windfarm LLC | 2009 | 9.9
Onshore Wind Turbine | Sandy Ridge Wind Farm | 2012 | 50
Onshore Wind Turbine | Sawtooth Wind Project | 2011 | 22.4
Onshore Wind Turbine | Scituate Wind | 2012 | 1.5
Onshore Wind Turbine | Scurry County Wind II | 2007 | 120
Onshore Wind Turbine | Scurry County Wind LP | 2007 | 130.5
Onshore Wind Turbine | Searsburg Wind Turbine | 1997 | 6
Onshore Wind Turbine | Seiling Wind I | 2014 | 199
Onshore Wind Turbine | Seiling Wind II | 2014 | 98.6
Onshore Wind Turbine | Senate Wind LLC | 2012 | 150
Onshore Wind Turbine | Settlers Trail Wind Farm LLC | 2011 | 150.4
Onshore Wind Turbine | Seven Mile Hill | 2008 | 146.2
Onshore Wind Turbine | Shady Oaks Wind Farm | 2012 | 109.5
Onshore Wind Turbine | Shane's Wind Machine | 2006 | 1.3
Onshore Wind Turbine | Shannon Wind | 2015 | 204
Onshore Wind Turbine | Shaokatan Hills LLC | 1999 | 11.8
Onshore Wind Turbine | Sheffield Wind | 2011 | 40
Onshore Wind Turbine | Sherbino II | 2011 | 132
Onshore Wind Turbine | Shiloh I Wind Project | 2006 | 150
Onshore Wind Turbine | Shiloh III Wind Project LLC | 2011 | 102.5
Onshore Wind Turbine | Shiloh IV Wind Project LLC | 2012 | 102.5
Onshore Wind Turbine | Shiloh Wind Project 2 LLC | 2009 | 150
Onshore Wind Turbine | Shirley Wind | 2010 | 20
Onshore Wind Turbine | Sigel Wind Park | 2012 | 64
Onshore Wind Turbine | Silver Sage Windpower | 2009 | 42
Onshore Wind Turbine | Silver Star I Wind Power Project | 2008 | 52.8
Onshore Wind Turbine | Sky Volt | 2012 | 1.6
Onshore Wind Turbine | Slate Creek Wind Project LLC | 2015 | 150
Onshore Wind Turbine | Sleeping Bear LLC | 2007 | 94.5
Onshore Wind Turbine | Smoky Hills Wind Project Phase I | 2008 | 100.8
Onshore Wind Turbine | Smoky Hills Wind Project Phase II | 2008 | 148.5
Onshore Wind Turbine | Snake River | 2013 | 1.8
Onshore Wind Turbine | Snyder Wind Farm | 2007 | 63
Onshore Wind Turbine | Solano Wind | 1994 | 13.2
Onshore Wind Turbine | Solano Wind | 2006 | 24
Onshore Wind Turbine | Solano Wind | 2007 | 63
Onshore Wind Turbine | Solano Wind | 2012 | 128
Onshore Wind Turbine | Soliloquoy Ridge LLC | 2001 | 1.9
Onshore Wind Turbine | South Chestnut LLC | 2012 | 50.4
Onshore Wind Turbine | South Dakota Wind Energy Cente | 2003 | 40.5
Onshore Wind Turbine | South Hurlburt Wind LLC | 2012 | 290
Onshore Wind Turbine | South Plains Wind Phase I | 2015 | 200
Onshore Wind Turbine | South Trent Wind Farm | 2009 | 101.2
Onshore Wind Turbine | Spanish Fork Wind Park 2 LLC | 2008 | 18.9
Onshore Wind Turbine | Spartan Hills LLC | 2001 | 1.9
Onshore Wind Turbine | Spearville | 2006 | 100.5
Onshore Wind Turbine | Spearville | 2010 | 48
Onshore Wind Turbine | Spearville 3 LLC | 2012 | 108
Onshore Wind Turbine | Spinning Spur Wind II | 2014 | 161
Onshore Wind Turbine | Spinning Spur Wind III | 2015 | 194
Onshore Wind Turbine | Spinning Spur Wind LLC | 2012 | 161
Onshore Wind Turbine | Spion Kop Wind Farm | 2012 | 40
Onshore Wind Turbine | Spring Canyon | 2006 | 60
Onshore Wind Turbine | Spring Canyon Expansion Wind Energy Ctr | 2014 | 62.6
Onshore Wind Turbine | Spring Valley Wind Project | 2012 | 150
Onshore Wind Turbine | Springview | 2011 | 3
Onshore Wind Turbine | Spruce Mountain WInd | 2011 | 20
Onshore Wind Turbine | St. Olaf Wind Turbine | 2006 | 1.6
Onshore Wind Turbine | Stahl Wind Energy | 2004 | 1.7
Onshore Wind Turbine | Stanton Wind Energy LLC | 2008 | 120
Onshore Wind Turbine | Star Point Wind Project LLC | 2010 | 98.7
Onshore Wind Turbine | Steel Winds II | 2012 | 15
Onshore Wind Turbine | Steel Winds Wind Farm | 2007 | 20
Onshore Wind Turbine | Steele Flats Wind Project LLC | 2013 | 74.8
Onshore Wind Turbine | Stephens Ranch Wind Energy LLC | 2014 | 211
Onshore Wind Turbine | Stephens Ranch Wind Energy LLC | 2015 | 165
Onshore Wind Turbine | Stetson Wind I | 2009 | 57
Onshore Wind Turbine | Stetson Wind II | 2010 | 25.5
Onshore Wind Turbine | Stoney Corners Wind Farm | 2009 | 60
Onshore Wind Turbine | Stony Creek Wind Farm LLC | 2009 | 52.5
Onshore Wind Turbine | Stony Creek Wind Farm NY | 2013 | 94.4
Onshore Wind Turbine | Storm Lake 1 | 1999 | 113.9
Onshore Wind Turbine | Storm Lake II | 1999 | 80.2
Onshore Wind Turbine | Story City Wind Project | 2010 | 1.5
Onshore Wind Turbine | Streator Cayuga Ridge South | 2010 | 300
Onshore Wind Turbine | Sun River LLC | 2001 | 1.9
Onshore Wind Turbine | Sunray Wind I | 2009 | 49.5
Onshore Wind Turbine | Sunset Breeze LLC | 2006 | 1.3
Onshore Wind Turbine | Swauk Wind LLC | 2012 | 4.3
Onshore Wind Turbine | Sweetwater Wind 2 LLC | 2005 | 98.8
Onshore Wind Turbine | Sweetwater Wind 3 LLC | 2005 | 135
Onshore Wind Turbine | Sweetwater Wind 4 LLC | 2007 | 241
Onshore Wind Turbine | Sweetwater Wind 5 | 2007 | 80.5
Onshore Wind Turbine | Taconite Ridge 1 Wind Energy Center | 2008 | 25
Onshore Wind Turbine | Taloga Wind LLC | 2011 | 130
Onshore Wind Turbine | Tatanka Wind Power LLC | 2008 | 180
Onshore Wind Turbine | Taylor Farms | 2014 | 1
Onshore Wind Turbine | Tehachapi Wind Resource I | 1984 | 8.7
Onshore Wind Turbine | Tehachapi Wind Resource II | 1997 | 13.6
Onshore Wind Turbine | Tehachapi Wind Resource II | 2002 | 8.3
Onshore Wind Turbine | Teichert Materials-Teichert Vernalis | 2010 | 1
Onshore Wind Turbine | Terra-Gen VG Wind LLC | 1984 | 7.4
Onshore Wind Turbine | Texico Wind Ranch LP | 1999 | 0.6
Onshore Wind Turbine | Texico Wind Ranch LP | 2003 | 1.3
Onshore Wind Turbine | TG Windfarm LLC | 2003 | 2
Onshore Wind Turbine | Thousand Springs Wind Park | 2011 | 12
Onshore Wind Turbine | Thunder Spirit Wind, LLC | 2015 | 107.5
Onshore Wind Turbine | Thunder Spirit Wind, LLC | 2018 | 48
Onshore Wind Turbine | Tofteland Windfarm LLC | 2003 | 2
Onshore Wind Turbine | Top of Iowa Windfarm III | 2008 | 29.7
Onshore Wind Turbine | Top of the World Windpower Project | 2010 | 200
Onshore Wind Turbine | TPC Windfarms LLC | 1986 | 28.7
Onshore Wind Turbine | TPW Petersburg | 2011 | 40.5
Onshore Wind Turbine | Traer Wind Project | 2010 | 1.5
Onshore Wind Turbine | TransAlta Wyoming Wind | 2003 | 144
Onshore Wind Turbine | Trent Wind Farm LP | 2001 | 152
Onshore Wind Turbine | Trimont Area Wind Farm | 2005 | 100.5
Onshore Wind Turbine | Trinity Hills | 2011 | 198
Onshore Wind Turbine | Tsar Nicholas LLC | 2001 | 1.9
Onshore Wind Turbine | Tuana Gulch Wind Park | 2011 | 10.5
Onshore Wind Turbine | Tuana Springs | 2010 | 16.8
Onshore Wind Turbine | Tucannon River Wind Farm | 2014 | 266.8
Onshore Wind Turbine | Tuolumne Wind Project | 2009 | 136.3
Onshore Wind Turbine | Tuscola Bay Wind | 2012 | 120
Onshore Wind Turbine | Tuscola Wind II LLC | 2013 | 100.3
Onshore Wind Turbine | Twin Buttes Wind Project | 2007 | 75
Onshore Wind Turbine | Twin Lake Hills LLC | 2000 | 1.9
Onshore Wind Turbine | Twin Ridges Wind Farm | 2012 | 139.4
Onshore Wind Turbine | Two Dot Wind Farm | 2014 | 9.7
Onshore Wind Turbine | Two Ponds Windfarm | 2012 | 23
Onshore Wind Turbine | TX Hereford Wind | 2014 | 200
Onshore Wind Turbine | TX Jumbo Road Wind | 2015 | 299.7
Onshore Wind Turbine | Union City Wind Turbine | 2010 | 1
Onshore Wind Turbine | Valentine Wind, LLC | 2014 | 1.9
Onshore Wind Turbine | Valley View Transmission LLC | 2011 | 10
Onshore Wind Turbine | Vansycle | 1998 | 25
Onshore Wind Turbine | Vansycle II Wind Energy Center | 2009 | 98.9
Onshore Wind Turbine | Vantage Wind Energy LLC | 2010 | 90
Onshore Wind Turbine | Vasco Winds | 2011 | 78.2
Onshore Wind Turbine | Velva Windfarm LLC | 2005 | 11.9
Onshore Wind Turbine | Victory Garden (Tehachapi) | 1981 | 17.3
Onshore Wind Turbine | Victory Garden (Tehachapi) | 2000 | 1.5
Onshore Wind Turbine | Victory Wind Farm | 2006 | 105
Onshore Wind Turbine | Vienna Wind Farm | 2012 | 105.6
Onshore Wind Turbine | Vienna Wind Farm | 2013 | 44.6
Onshore Wind Turbine | Viking Wind Partners | 2003 | 12
Onshore Wind Turbine | Wagner Wind LLC | 2012 | 6
Onshore Wind Turbine | Wagon Trail LLC | 2009 | 3.3
Onshore Wind Turbine | Walnut Wind Farm | 2008 | 165.2
Onshore Wind Turbine | Wapsipinicon Wind Project | 2009 | 100.5
Onshore Wind Turbine | Ward Butte Windfarm LLC | 2009 | 6.6
Onshore Wind Turbine | Waverly Community Wind Project | 2001 | 0.9
Onshore Wind Turbine | Waverly Community Wind Project | 2009 | 0.9
Onshore Wind Turbine | Waverly Community Wind Project | 2012 | 0.9
Onshore Wind Turbine | Waymart Wind | 2003 | 64.5
Onshore Wind Turbine | WCROC Wind Farm | 2005 | 1.7
Onshore Wind Turbine | Weatherford Wind Energy Center | 2005 | 147
Onshore Wind Turbine | WED NK Green | 2012 | 1.5
Onshore Wind Turbine | Welcome Wind Turbine | 2008 | 2.1
Onshore Wind Turbine | Wellsburg Wind Project | 2014 | 140.8
Onshore Wind Turbine | Wessington Springs | 2009 | 51
Onshore Wind Turbine | Westridge Windfarm LLC | 2003 | 2
Onshore Wind Turbine | Wethersfield Wind Farm | 2000 | 6.6
Onshore Wind Turbine | Wheat Field Wind Power Project | 2009 | 102.9
Onshore Wind Turbine | Whirlwind Energy Center | 2007 | 59.8
Onshore Wind Turbine | Whispering Willow Wind Farm - East | 2009 | 199.7
Onshore Wind Turbine | White Creek Wind Farm | 2007 | 204
Onshore Wind Turbine | White Oak Energy LLC | 2011 | 150
Onshore Wind Turbine | Whitewater Hill Wind Partners | 2002 | 61.5
Onshore Wind Turbine | Wild Horse | 2006 | 228.6
Onshore Wind Turbine | Wild Horse | 2009 | 44
Onshore Wind Turbine | Wildcat Wind | 2012 | 27.3
Onshore Wind Turbine | Wildcat Wind Farm I, LLC | 2012 | 200
Onshore Wind Turbine | Wildorado Wind LLC | 2007 | 161
Onshore Wind Turbine | Willmar | 2009 | 4
Onshore Wind Turbine | Willow Creek Energy Center | 2009 | 72
Onshore Wind Turbine | Wilton Wind II LLC | 2009 | 49.5
Onshore Wind Turbine | Wind Park Bear Creek | 2006 | 24
Onshore Wind Turbine | Wind Turbine | 1999 | 11
Onshore Wind Turbine | Windcurrent Farms LLC | 2003 | 2
Onshore Wind Turbine | Windom Wind Project | 2006 | 15.6
Onshore Wind Turbine | Windstar 1 | 2012 | 120
Onshore Wind Turbine | Windthorst-2 | 2014 | 67.6
Onshore Wind Turbine | Windwalkers LLC | 2011 | 1.6
Onshore Wind Turbine | Windy Flats Wind Project | 2009 | 262.2
Onshore Wind Turbine | Winnebago Wind Power Project | 2008 | 20
Onshore Wind Turbine | Winona County Wind LLC | 2011 | 1.5
Onshore Wind Turbine | Wintec Energy Ltd | 1986 | 5.9
Onshore Wind Turbine | Winters Spawn LLC | 2001 | 1.9
Onshore Wind Turbine | Wiota | 2012 | 1.6
Onshore Wind Turbine | Wolf Ridge Wind | 2008 | 112.5
Onshore Wind Turbine | Wolf Wind Enterprises LLC | 2006 | 1.3
Onshore Wind Turbine | Wolverine | 2010 | 1.5
Onshore Wind Turbine | Wolverine Creek | 2006 | 64.5
Onshore Wind Turbine | Woodstock Windfarm | 1999 | 9.2
Onshore Wind Turbine | Woodward Mountain I | 2001 | 82
Onshore Wind Turbine | Woodward Mountain II | 2001 | 78
Onshore Wind Turbine | Worthington | 2002 | 3.6
Onshore Wind Turbine | Worthington | 2003 | 2
Onshore Wind Turbine | Yahoo Creek | 2010 | 21
Onshore Wind Turbine | ZCO | 1985 | 1.6
Onshore Wind Turbine | Sand Point | 2011 | 1
Onshore Wind Turbine | Kotzebue Hybrid | 1997 | 0.2
Onshore Wind Turbine | Kotzebue Hybrid | 1999 | 0.7
Onshore Wind Turbine | Kotzebue Hybrid | 2002 | 0.1
Onshore Wind Turbine | Kotzebue Hybrid | 2005 | 0.1
Onshore Wind Turbine | Kotzebue Hybrid | 2006 | 0.4
Onshore Wind Turbine | Kotzebue Hybrid | 2012 | 1.8
Onshore Wind Turbine | GPS Cabazon Wind LLC | 1999 | 38.9
Onshore Wind Turbine | Noble Ridge LLC | 2001 | 1.5
Onshore Wind Turbine | Somerset Windpower LLC | 2001 | 9
Onshore Wind Turbine | Northern Iowa Windfarm | 2001 | 80
Onshore Wind Turbine | Mill Run Windpower LLC | 2001 | 15
Onshore Wind Turbine | Meyersdale Windpower, LLC | 2003 | 30
Onshore Wind Turbine | Kimball Wind | 2018 | 30
Onshore Wind Turbine | Sweetwater Wind 1 LLC | 2003 | 37.5
Onshore Wind Turbine | Diablo Winds LLC | 2004 | 18
Onshore Wind Turbine | Agriwind | 2007 | 8.4
Onshore Wind Turbine | Michigan Wind 1 | 2008 | 69
Onshore Wind Turbine | Hawi Wind Farm | 2006 | 10.6
Onshore Wind Turbine | Kaheawa Pastures Wind Farm Hybrid | 2006 | 30
Onshore Wind Turbine | Cow Branch | 2008 | 50.4
Onshore Wind Turbine | Conception | 2008 | 50.4
Onshore Wind Turbine | Loess Hills | 2008 | 5
Onshore Wind Turbine | Bluegrass Ridge | 2007 | 56.7
Onshore Wind Turbine | Porterhouse Wind (4) LLC | 2008 | 79.8
Onshore Wind Turbine | Filet Wind (5) LLC | 2006 | 10
Onshore Wind Turbine | Tenderloin Wind (6) LLC | 2007 | 10
Onshore Wind Turbine | Langdon Renewables, LLC | 2007 | 118.5
Onshore Wind Turbine | Harvest | 2008 | 52.8
Onshore Wind Turbine | Mountain Home | 2008 | 21
Onshore Wind Turbine | Bennett Creek Windfarm LLC - Mountain Home | 2008 | 21
Onshore Wind Turbine | Mountain Wind Power LLC | 2008 | 61
Onshore Wind Turbine | Mountain Wind Power II LLC | 2008 | 80
Onshore Wind Turbine | Turkey Track Wind Energy LLC | 2008 | 169.5
Onshore Wind Turbine | Gunsight Mountain Wind Energy LLC | 2016 | 120
Onshore Wind Turbine | Kibby Wind Facility | 2009 | 66
Onshore Wind Turbine | Kibby Wind Facility | 2010 | 66
Onshore Wind Turbine | Ribeye Wind (11) LLC | 2008 | 10
Onshore Wind Turbine | T-Bone Wind (10) LLC | 2008 | 8.8
Onshore Wind Turbine | Tri-Tip Wind (9) LLC | 2008 | 10
Onshore Wind Turbine | Brisket Wind (8) LLC | 2008 | 10
Onshore Wind Turbine | Flat Iron Wind (7) LLC | 2008 | 10
Onshore Wind Turbine | Great Plains Windpark LLC | 2009 | 114
Onshore Wind Turbine | Panther Creek Wind Farm I | 2008 | 142.5
Onshore Wind Turbine | Panther Creek Wind Farm II | 2008 | 115.5
Onshore Wind Turbine | Threemile Canyon | 2009 | 9.9
Onshore Wind Turbine | Cassia Wind | 2009 | 10.5
Onshore Wind Turbine | Cassia Gulch | 2009 | 18.9
Onshore Wind Turbine | High Lonesome Mesa LLC | 2009 | 100
Onshore Wind Turbine | Notrees Windpower Hybrid | 2009 | 152.5
Onshore Wind Turbine | Panther Creek Wind Farm Three | 2009 | 215.5
Onshore Wind Turbine | Pyron Wind Farm LLC Hybrid | 2009 | 249
Onshore Wind Turbine | Papalote Creek I LLC | 2009 | 180
Onshore Wind Turbine | Inadale Wind Farm LLC Hybrid | 2009 | 197
Onshore Wind Turbine | Luverne Wind Energy Center | 2009 | 49.5
Onshore Wind Turbine | Rolling Thunder Wind Farm Hybrid | 2009 | 25
Onshore Wind Turbine | Quilt Block Wind Farm LLC | 2017 | 98
Onshore Wind Turbine | Greensburg | 2010 | 12.5
Onshore Wind Turbine | Pillar Mountain Wind Project Microgrid | 2009 | 4.5
Onshore Wind Turbine | Pillar Mountain Wind Project Microgrid | 2012 | 4.5
Onshore Wind Turbine | Papalote Creek II LLC | 2010 | 200.1
Onshore Wind Turbine | Criterion | 2010 | 70
Onshore Wind Turbine | FPL Energy Illinois Wind LLC Hybrid | 2009 | 217.5
Onshore Wind Turbine | Poseidon Wind, LLC | 2010 | 65.1
Onshore Wind Turbine | Laurel Mountain Hybrid | 2011 | 97.6
Onshore Wind Turbine | Bingham Wind | 2016 | 186
Onshore Wind Turbine | Waverly Wind Farm LLC | 2016 | 199
Onshore Wind Turbine | Hidalgo Wind Farm LLC | 2016 | 250
Onshore Wind Turbine | Bright Stalk Wind Farm I | 2019 | 205.2
Onshore Wind Turbine | Meadow Lake Wind Farm V LLC | 2017 | 100
Onshore Wind Turbine | Harvest 2 | 2012 | 59.4
Onshore Wind Turbine | Tule Wind LLC | 2017 | 143
Onshore Wind Turbine | Auwahi Wind Energy Hybrid | 2012 | 24
Onshore Wind Turbine | Shooting Star | 2012 | 104
Onshore Wind Turbine | High Mesa | 2012 | 40
Onshore Wind Turbine | Beebe 1A | 2012 | 81.6
Onshore Wind Turbine | Whitetail | 2012 | 92
Onshore Wind Turbine | El Cabo Wind | 2017 | 298
Onshore Wind Turbine | Montague Wind Power Facility LLC | 2019 | 200
Onshore Wind Turbine | Patriot Wind Farm | 2019 | 226.1
Onshore Wind Turbine | Canton Mountain Wind | 2017 | 22.8
Onshore Wind Turbine | Odell Wind Farm | 2016 | 200
Onshore Wind Turbine | Courtenay Wind Farm | 2016 | 200
Onshore Wind Turbine | Hancock Wind Plant | 2016 | 51
Onshore Wind Turbine | Apple Blossom Wind Farm | 2017 | 100
Onshore Wind Turbine | South Fork Wind Farm | 2016 | 13
Onshore Wind Turbine | Black Oak Wind Farm | 2016 | 78
Onshore Wind Turbine | Walnut Ridge Wind Farm | 2018 | 212
Onshore Wind Turbine | Grande Prairie Wind Farm | 2016 | 400
Onshore Wind Turbine | Wake Wind Energy Center | 2016 | 257.3
Onshore Wind Turbine | Lundgren Wind Project | 2014 | 251
Onshore Wind Turbine | Macksburg Wind Project | 2014 | 119.6
Onshore Wind Turbine | Kingfisher Wind LLC | 2016 | 298
Onshore Wind Turbine | Copenhagen Wind Farm | 2018 | 79.9
Onshore Wind Turbine | Mariah del Norte | 2016 | 230.4
Onshore Wind Turbine | Michelangelo Wind 3 LLC | 2017 | 3
Onshore Wind Turbine | Radfords Run Wind Farm | 2017 | 278
Onshore Wind Turbine | Stella Wind Farm | 2018 | 201
Onshore Wind Turbine | Drift Sand Wind Project LLC | 2016 | 108
Onshore Wind Turbine | Bruennings Breeze Wind Farm | 2017 | 228
Onshore Wind Turbine | Colbeck's Corner, LLC | 2016 | 200
Onshore Wind Turbine | Jericho Power | 2016 | 14.3
Onshore Wind Turbine | Chopin Wind LLC | 2016 | 10
Onshore Wind Turbine | Marshall Wind Farm | 2016 | 73.8
Onshore Wind Turbine | Fair Wind | 2015 | 30
Onshore Wind Turbine | Chapman Ranch Wind I | 2017 | 236
Onshore Wind Turbine | Passadumkeag Windpark LLC | 2016 | 42.9
Onshore Wind Turbine | Optimum Wind 5 LLC | 2017 | 3
Onshore Wind Turbine | Optimum Wind 6 LLC | 2017 | 3
Onshore Wind Turbine | Optimum Wind 7 LLC | 2017 | 3
Onshore Wind Turbine | Optimum Wind 4 LLC | 2017 | 3
Onshore Wind Turbine | Optimum Wind 3 LLC | 2017 | 3
Onshore Wind Turbine | Leonardo Wind 1 LLC | 2016 | 3
Onshore Wind Turbine | Venus Wind 3 LLC | 2017 | 3
Onshore Wind Turbine | Michelangelo Wind 1 LLC | 2017 | 3
Onshore Wind Turbine | Michelangelo Wind 4 LLC | 2016 | 3
Onshore Wind Turbine | Lorenzo Wind | 2018 | 80
Onshore Wind Turbine | Fluvanna | 2017 | 155.4
Onshore Wind Turbine | Hale Community Wind Farm | 2019 | 478
Onshore Wind Turbine | Rattlesnake Creek Wind Project | 2019 | 318.1
Onshore Wind Turbine | Northwest Ohio Wind | 2018 | 105
Onshore Wind Turbine | WED Coventry 1 | 2016 | 1.5
Onshore Wind Turbine | WED Coventry 2 | 2016 | 4.5
Onshore Wind Turbine | WED Coventry 3 | 2016 | 1.5
Onshore Wind Turbine | WED Coventry 4 | 2016 | 1.5
Onshore Wind Turbine | WED Coventry 5 | 2017 | 1.5
Onshore Wind Turbine | WED Coventry 6 | 2016 | 4.5
Onshore Wind Turbine | Los Vientos Windpower IV | 2016 | 200
Onshore Wind Turbine | Jett Creek Windfarm (Burnt River) | 2017 | 10
Onshore Wind Turbine | Benson Creek Windfarm (Burnt River) | 2017 | 10
Onshore Wind Turbine | Durbin Creek Windfarm (Burnt River) | 2017 | 10
Onshore Wind Turbine | Prospector Windfarm (Burnt River) | 2017 | 10
Onshore Wind Turbine | Willow Spring Windfarm (Burnt River) | 2017 | 10
Onshore Wind Turbine | Fowler Ridge IV Wind Farm LLC | 2016 | 150
Onshore Wind Turbine | Future Generation Wind | 2016 | 8
Onshore Wind Turbine | Jericho Rise Wind Farm LLC | 2016 | 77.7
Onshore Wind Turbine | Sendero | 2015 | 78
Onshore Wind Turbine | Lindahl Wind Project, LLC | 2017 | 150
Onshore Wind Turbine | San Roman Wind I, LLC | 2017 | 95.3
Onshore Wind Turbine | Milo Wind Project LLC | 2016 | 50
Onshore Wind Turbine | New Frontier Wind | 2018 | 100
Onshore Wind Turbine | Antrim Wind | 2019 | 28.8
Onshore Wind Turbine | Latigo Wind Park | 2016 | 62.1
Onshore Wind Turbine | Desert Wind Farm, LLC | 2016 | 208
Onshore Wind Turbine | Bearkat | 2018 | 196.7
Onshore Wind Turbine | Grant Wind, LLC | 2016 | 151.8
Onshore Wind Turbine | South Plains II | 2016 | 300
Onshore Wind Turbine | Sunflower Wind Project | 2016 | 104
Onshore Wind Turbine | New Creek Wind | 2016 | 103
Onshore Wind Turbine | Peak View Wind Farm | 2016 | 60.8
Onshore Wind Turbine | Broadview Energy JN, LLC | 2017 | 181.7
Onshore Wind Turbine | Broadview Energy KW, LLC | 2017 | 142.6
Onshore Wind Turbine | Cotton Plains Wind Farm | 2017 | 50.4
Onshore Wind Turbine | Rocksprings | 2017 | 149.3
Onshore Wind Turbine | Frontier Windpower | 2016 | 200
Onshore Wind Turbine | Bluestem | 2016 | 198
Onshore Wind Turbine | Pioneer Wind Park, LLC | 2016 | 80
Onshore Wind Turbine | Blue Cloud Wind Energy LLC | 2018 | 148.4
Onshore Wind Turbine | Prairie Breeze III | 2016 | 35.8
Onshore Wind Turbine | Grady Wind Energy Center, LLC | 2019 | 220.5
Onshore Wind Turbine | O'Brien Wind | 2016 | 250.3
Onshore Wind Turbine | Ringer Hill Wind Farm, LLC | 2016 | 39.9
Onshore Wind Turbine | Electra Wind Farm | 2016 | 230
Onshore Wind Turbine | Horse Creek Wind Farm | 2016 | 230
Onshore Wind Turbine | Ida Grove Wind | 2016 | 301.1
Onshore Wind Turbine | Brady II Wind Energy Center | 2016 | 150
Onshore Wind Turbine | Brady Wind Energy Center | 2016 | 150
Onshore Wind Turbine | Old Settler Wind | 2017 | 151.2
Onshore Wind Turbine | Pisgah Mountain Wind | 2016 | 9.1
Onshore Wind Turbine | Bethel Wind Farm LLC | 2017 | 276
Onshore Wind Turbine | Paulding Wind Farm III | 2016 | 100.8
Onshore Wind Turbine | Green River Wind Farm | 2019 | 194.3
Onshore Wind Turbine | Greenfield Wind - MT | 2016 | 25
Onshore Wind Turbine | Tyler Bluff Wind Project, LLC | 2016 | 125.6
Onshore Wind Turbine | Crowned Ridge Wind Energy Center | 2019 | 200.1
Onshore Wind Turbine | Crocker Wind Farm | 2019 | 200
Onshore Wind Turbine | Wind GEM | 2015 | 1.9
Onshore Wind Turbine | Grant Plains Wind, LLC | 2016 | 147.2
Onshore Wind Turbine | Big Level Wind | 2019 | 90
Onshore Wind Turbine | Great Western Wind Energy, LLC | 2016 | 225
Onshore Wind Turbine | Kelly Creek Wind Project | 2016 | 184
Onshore Wind Turbine | Rush Springs Wind | 2016 | 249.9
Onshore Wind Turbine | Voyager Wind I | 2019 | 131.1
Onshore Wind Turbine | Rush Creek Wind | 2018 | 600
Onshore Wind Turbine | Ninnescah Wind Energy, LLC | 2016 | 208.3
Onshore Wind Turbine | Kingman Wind | 2016 | 214.8
Onshore Wind Turbine | Javelina Wind Energy II, LLC | 2016 | 200
Onshore Wind Turbine | Rock Creek Wind Project | 2017 | 300
Onshore Wind Turbine | Salt Fork Wind Project, LLC | 2016 | 174
Onshore Wind Turbine | Osborn Wind Energy | 2016 | 200.9
Onshore Wind Turbine | Cimarron Bend Wind Project I, LLC | 2016 | 200
Onshore Wind Turbine | Cimarron Bend Wind Project II, LLC | 2017 | 200
Onshore Wind Turbine | Western Plains Wind Farm | 2017 | 280.6
Onshore Wind Turbine | Wind Colebrook South | 2015 | 5
Onshore Wind Turbine | Rattlesnake Power, LLC | 2018 | 160
Onshore Wind Turbine | Astra Wind Farm | 2017 | 163
Onshore Wind Turbine | Equity Industrial Turbines | 2012 | 4
Onshore Wind Turbine | Prairie Wind Farm | 2018 | 168
Onshore Wind Turbine | Deerfield Wind Energy, LLC | 2017 | 149
Onshore Wind Turbine | Willow Springs Wind Farm | 2017 | 250
Onshore Wind Turbine | Dermott Wind | 2017 | 253
Onshore Wind Turbine | Oliver Wind III, LLC | 2017 | 99.3
Onshore Wind Turbine | Green Energy Machine | 2016 | 1.7
Onshore Wind Turbine | CCC Hastings Wind Turbine | 2016 | 1.7
Onshore Wind Turbine | Creston Ridge Wind Farm | 2015 | 6.8
Onshore Wind Turbine | Santa Rita Wind Energy | 2018 | 300
Onshore Wind Turbine | Sterling I Wind Farm | 2017 | 29.9
Onshore Wind Turbine | Cactus Flats Wind Energy Project | 2018 | 148.4
Onshore Wind Turbine | WED Portsmouth One, LLC | 2016 | 1.5
Onshore Wind Turbine | Deerfield Wind LLC | 2017 | 30
Onshore Wind Turbine | Twin Buttes II Wind | 2017 | 75
Onshore Wind Turbine | Coyote Ridge | 2019 | 97.4
Onshore Wind Turbine | Seward Wind Farm | 2017 | 1.7
Onshore Wind Turbine | Foundation CDCR LAC | 2017 | 1.9
Onshore Wind Turbine | Foundation Scheid Vineyards | 2017 | 1.9
Onshore Wind Turbine | Saratoga Wind Farm | 2019 | 66
Onshore Wind Turbine | Orient Wind Farm | 2018 | 102
Onshore Wind Turbine | Orient Wind Farm | 2019 | 398.8
Onshore Wind Turbine | Beaver Creek Wind | 2017 | 170
Onshore Wind Turbine | Beaver Creek Wind | 2018 | 170
Onshore Wind Turbine | Pine River Wind Park | 2019 | 161.3
Onshore Wind Turbine | Big Timber Wind Farm | 2018 | 25
Onshore Wind Turbine | Flat Top Wind I | 2018 | 200
Onshore Wind Turbine | Redbed Plains Wind Farm | 2017 | 99.1
Onshore Wind Turbine | Golden Hills North Wind Energy Center | 2017 | 46
Onshore Wind Turbine | Rock Falls Wind Farm LLC | 2017 | 154.5
Onshore Wind Turbine | Thunder Ranch Wind Project | 2018 | 297.8
Onshore Wind Turbine | Red Dirt Wind Project | 2018 | 299.3
Onshore Wind Turbine | Bluff Point Wind Facility | 2017 | 119.7
Onshore Wind Turbine | Hog Creek Wind Project | 2017 | 66
Onshore Wind Turbine | Karankawa Wind LLC | 2019 | 307.1
Onshore Wind Turbine | Red Pine Wind Project | 2017 | 200
Onshore Wind Turbine | Foard City Wind | 2019 | 352.8
Onshore Wind Turbine | Cottonwood Wind Energy Center | 2017 | 89.7
Onshore Wind Turbine | Gopher Creek Wind Farm | 2019 | 158
Onshore Wind Turbine | Foundation California Training Facility | 2018 | 1.8
Onshore Wind Turbine | Foundation Mann Packing | 2019 | 1.8
Onshore Wind Turbine | Foundation SaIinas Valley State Prison | 2018 | 1.8
Onshore Wind Turbine | Upland Prairie | 2019 | 299.3
Onshore Wind Turbine | English Farms | 2019 | 171.5
Onshore Wind Turbine | Voyager Wind II | 2018 | 128.7
Onshore Wind Turbine | Voyager Wind III | 2018 | 43.2
Onshore Wind Turbine | Voyager Wind IV | 2018 | 21.6
Onshore Wind Turbine | Heartland Divide Wind Project, LLC | 2018 | 103.5
Onshore Wind Turbine | Turtle Creek Wind Farm LLC | 2018 | 199.2
Onshore Wind Turbine | August Wind Farm | 2017 | 1.8
Onshore Wind Turbine | Whirlpool Corp-Greenville Wind Farm | 2018 | 4.5
Onshore Wind Turbine | Creston Ridge II, LLC | 2017 | 6.9
Onshore Wind Turbine | Arkwright Summit Wind Farm LLC | 2018 | 78.4
Onshore Wind Turbine | Wildcat Ranch Wind Project | 2018 | 150
Onshore Wind Turbine | Perennial Windfarm | 2018 | 6.9
Onshore Wind Turbine | Hilltopper Wind Project | 2019 | 185
Onshore Wind Turbine | Aurora County Wind | 2018 | 20
Onshore Wind Turbine | Brule County Wind | 2018 | 20
Onshore Wind Turbine | Meadow Lake Wind Farm VI LLC | 2018 | 200.4
Onshore Wind Turbine | Midway Wind, LLC | 2019 | 162.9
Onshore Wind Turbine | Live Oak Wind Project | 2019 | 199.5
Onshore Wind Turbine | Upstream Wind Energy LLC | 2018 | 202.5
Onshore Wind Turbine | Bishop Hill III | 2018 | 119
Onshore Wind Turbine | Hilltop Power | 2008 | 2
Onshore Wind Turbine | Diamond Vista Wind Project, LLC | 2019 | 299.3
Onshore Wind Turbine | Minco Wind IV, LLC | 2018 | 130
Onshore Wind Turbine | Stillwater Wind, LLC | 2018 | 79.7
Onshore Wind Turbine | Rio Bravo Windpower, LLC | 2019 | 237.6
Onshore Wind Turbine | Wildhorse Mountain Wind Facility | 2019 | 100
Onshore Wind Turbine | Persimmon Creek Wind Farm 1, LLC | 2018 | 198.6
Onshore Wind Turbine | Sholes Wind Energy Center | 2019 | 160
Onshore Wind Turbine | Ivester Wind Farm | 2018 | 90.8
Onshore Wind Turbine | Pegasus Wind | 2019 | 48
Onshore Wind Turbine | Tahoka Wind | 2018 | 300
Onshore Wind Turbine | Casa Mesa Wind Energy Center Hybrid | 2018 | 50.9
Onshore Wind Turbine | Armadillo Flats Wind Project, LLC | 2018 | 247.3
Onshore Wind Turbine | Pratt Wind, LLC | 2018 | 243.5
Onshore Wind Turbine | Torrecillas Wind Energy, LLC | 2019 | 300
Onshore Wind Turbine | Blue Summit II Wind, LLC | 2019 | 99.4
Onshore Wind Turbine | Solomon Forks Wind Project, LLC | 2019 | 275.6
Onshore Wind Turbine | TAC-Distributed Energy Resource Hybrid | 2017 | 0.1
Onshore Wind Turbine | Glaciers Edge Wind Project | 2019 | 211.7
Onshore Wind Turbine | Santa Rita East | 2019 | 302.4
Onshore Wind Turbine | WED Green Hill, LLC | 2019 | 3
Onshore Wind Turbine | WED Plainfield II, LLC | 2019 | 3
Onshore Wind Turbine | WED Plainfield III, LLC | 2019 | 3
Onshore Wind Turbine | WED Plainfield, LLC | 2019 | 3
Onshore Wind Turbine | WED Shun I, LLC | 2019 | 3
Onshore Wind Turbine | WED Shun II, LLC | 2019 | 3
Onshore Wind Turbine | WED Shun III, LLC | 2019 | 3
Onshore Wind Turbine | Roseman | 2017 | 1.8
Onshore Wind Turbine | Arbor Hill Wind Farm | 2018 | 250
Onshore Wind Turbine | North English | 2018 | 200
Onshore Wind Turbine | North English | 2019 | 140
Onshore Wind Turbine | Birch | 2017 | 1.8
Onshore Wind Turbine | Seymour Hills Wind Project, LLC | 2019 | 30.2
Onshore Wind Turbine | Mesteno | 2019 | 201.6
Onshore Wind Turbine | Ranchero Wind Farm LLC | 2019 | 300
Onshore Wind Turbine | Stoneray Power Partners, LLC | 2019 | 100
Onshore Wind Turbine | Palmer's Creek Wind Farm, LLC | 2018 | 44.6
Onshore Wind Turbine | Polk County Renewables, LLC | 2018 | 2.5
Onshore Wind Turbine | Lockett Windfarm | 2019 | 183.8
Onshore Wind Turbine | Emmons-Logan Wind, LLC | 2019 | 200
Onshore Wind Turbine | Lake Region Community Hybrid, LLC | 2018 | 2
Onshore Wind Turbine | Busch Ranch II Wind Farm | 2019 | 59.4
Onshore Wind Turbine | Prairie Queen Wind Farm | 2019 | 199.3
Onshore Wind Turbine | Blue Summit III Wind | 2019 | 200.2
Onshore Wind Turbine | Jiminy Peak Wind QF | 2007 | 1.5
Onshore Wind Turbine | GE-Lubbock | 2014 | 2.5
Onshore Wind Turbine | GE-Lubbock | 2015 | 2.8
Onshore Wind Turbine | Ida Grove II | 2019 | 201
Onshore Wind Turbine | Holiday Hill Community Wind | 2019 | 5
Onshore Wind Turbine | Glen Ullin Energy Center | 2019 | 106.7
Onshore Wind Turbine | Canadian Breaks, LLC | 2019 | 210.1
Onshore Wind Turbine | Cuming County Renewables, LLC | 2019 | 2.5
Onshore Wind Turbine | Cisco | 2008 | 8.4
Onshore Wind Turbine | Lincoln Heights I | 2006 | 5.2
Onshore Wind Turbine | Lincoln Heights II | 2006 | 3.9
Onshore Wind Turbine | Mesa Wind Power LLC | 1984 | 29.9
Onshore Wind Turbine | Mojave 16/17/18 | 1989 | 88.5
Onshore Wind Turbine | Mojave 3/4/5 | 1990 | 75
Onshore Wind Turbine | Clinton | 2008 | 100.5
Onshore Wind Turbine | Ellenburg | 2008 | 81
Onshore Wind Turbine | Ewington Energy Systems, LLC | 2008 | 4
Onshore Wind Turbine | Altona | 2009 | 97.5
Onshore Wind Turbine | Wethersfield | 2009 | 126
Onshore Wind Turbine | Chateaugay | 2009 | 106.5
Onshore Wind Turbine | Cambria Wind LLC | 2009 | 62.5
Onshore Wind Turbine | Tooele Army Depot(CSG) | 2010 | 1.5
Onshore Wind Turbine | Tooele Army Depot(CSG) | 2016 | 1.7
Onshore Wind Turbine | Bloom Wind | 2017 | 178.2
Onshore Wind Turbine | Buckthorn Wind | 2017 | 100.5
Other Waste Biomass | ABEC Bidart-Old River LLC | 2013 | 2
Other Waste Biomass | Agrilectric Power Partners Ltd | 1984 | 12.1
Other Waste Biomass | Back River Waste Water Treatment | 2009 | 2.2
Other Waste Biomass | Big Sky Dairy Digester | 2009 | 1.6
Other Waste Biomass | Biomass to Energy Facility, Kauai | 2016 | 9.3
Other Waste Biomass | Blue Mountain Biogas | 2012 | 3.2
Other Waste Biomass | Central Valley Ag Power | 2014 | 1.5
Other Waste Biomass | Dairyland WTE Plant | 2012 | 1.4
Other Waste Biomass | McMinnville | 2005 | 2
Other Waste Biomass | Napoleon Biogas | 2013 | 2.8
Other Waste Biomass | POTB Digester | 2013 | 1
Other Waste Biomass | Rock Creek Dairy | 2012 | 3.2
Other Waste Biomass | Wadham Energy LP | 1989 | 29.1
Other Waste Biomass | Zeeland Farm Services | 2006 | 1.6
Other Waste Biomass | Zeeland Farm Services | 2009 | 1.6
Other Waste Biomass | HNL Emergency Power Facility | 2017 | 10
Other Waste Biomass | Orbit Energy Charlotte | 2016 | 5.2
Other Waste Biomass | Schofield Generating Station | 2018 | 50.4
Other Waste Biomass | Orbit Energy RI | 2017 | 3.2
Other Waste Biomass | Verwey-Hanford Dairy Digester #1 | 2016 | 1
Other Waste Biomass | Hyperion Treatment Plant CHP Plant | 2017 | 33
Other Waste Biomass | ABEC #2 dba West-Star Dairy | 2018 | 1
Other Waste Biomass | ABEC #3 dba Lakeview Dairy | 2018 | 1
Other Waste Biomass | ABEC #4 dba CE&S Dairy | 2018 | 1
Other Waste Biomass | Verwey-Hanford Dairy Digester #2 | 2019 | 1
Other Waste Biomass | Verwey-Hanford Dairy Digester #3 | 2019 | 1
Petroleum Liquids | Adrian | 2005 | 2
Petroleum Liquids | Airport Industrial | 2002 | 10
Petroleum Liquids | Alakanuk | 2013 | 0.8
Petroleum Liquids | Albemarle Hospital Unit | 2006 | 1.8
Petroleum Liquids | Albemarle Prime Power Park | 2006 | 3.6
Petroleum Liquids | Albertville | 2000 | 4
Petroleum Liquids | Algona | 1994 | 8.8
Petroleum Liquids | Alliant SBD 8601 Quad Graphics | 1986 | 1.5
Petroleum Liquids | Alliant SBD 8601 Quad Graphics | 1991 | 1
Petroleum Liquids | Alliant SBD 8601 Quad Graphics | 1996 | 1.1
Petroleum Liquids | Alliant SBD 8602 Marion Sub | 1986 | 5.6
Petroleum Liquids | Alliant SBD 9106 Rockwell CR | 1992 | 16
Petroleum Liquids | Alliant SBD 9107 JBS USA | 1992 | 4.8
Petroleum Liquids | Alliant SBD 9107 JBS USA | 1994 | 1.6
Petroleum Liquids | Alliant SBD 9107 JBS USA | 1996 | 1.6
Petroleum Liquids | Alliant SBD 9107 JBS USA | 1998 | 1.6
Petroleum Liquids | Alliant SBD 9107 JBS USA | 2000 | 1.8
Petroleum Liquids | Alliant SBD 9201 Norplex | 1988 | 1.1
Petroleum Liquids | Alliant SBD 9201 Norplex | 2014 | 1
Petroleum Liquids | Alliant SBD 9203 Profol | 1996 | 1.8
Petroleum Liquids | Alliant SBD 9203 Profol | 2001 | 1.8
Petroleum Liquids | Alliant SBD 9203 Profol | 2012 | 2
Petroleum Liquids | Alliant SBD 9205 A Y McDonald | 1990 | 1.6
Petroleum Liquids | Alliant SBD 9205 A Y McDonald | 1993 | 1.5
Petroleum Liquids | Alliant SBD 9205 A Y McDonald | 2016 | 0.5
Petroleum Liquids | Alliant SBD 9206 Donaldson | 1995 | 1.6
Petroleum Liquids | Alliant SBD 9301 Prairie Farms | 1993 | 1.8
Petroleum Liquids | Alliant SBD 9301 Prairie Farms | 1998 | 1.1
Petroleum Liquids | Alliant SBD 9301 Prairie Farms | 2019 | 0.6
Petroleum Liquids | Alliant SBD 9403 Aegon DC | 1995 | 1.1
Petroleum Liquids | Alliant SBD 9403 Aegon DC | 2003 | 1.5
Petroleum Liquids | Alliant SBD 9403 Aegon DC | 2007 | 1.5
Petroleum Liquids | Alliant SBD 9502 Eaton | 1995 | 3.6
Petroleum Liquids | Alliant SBD 9502 Eaton | 2000 | 1.8
Petroleum Liquids | Alta Municipal Utilities | 2018 | 4
Petroleum Liquids | Altamont | 2002 | 5.4
Petroleum Liquids | Altamont | 2006 | 1.8
Petroleum Liquids | Ambler | 1990 | 0.4
Petroleum Liquids | Ambler | 1993 | 0.3
Petroleum Liquids | Ames GT | 2005 | 57.4
Petroleum Liquids | Anadarko | 1983 | 2.4
Petroleum Liquids | Angoon | 1990 | 0.5
Petroleum Liquids | Angoon | 1998 | 0.5
Petroleum Liquids | Angoon | 2009 | 0.5
Petroleum Liquids | Aniak | 1988 | 0.5
Petroleum Liquids | Aniak | 1996 | 0.6
Petroleum Liquids | Aniak | 2016 | 0.6
Petroleum Liquids | Aniak | 2018 | 0.5
Petroleum Liquids | Anita | 2000 | 0.4
Petroleum Liquids | Anita | 2003 | 2
Petroleum Liquids | Anthony | 1981 | 4
Petroleum Liquids | Arcadia Electric | 2002 | 6
Petroleum Liquids | Arcadia Electric | 2007 | 2
Petroleum Liquids | Arcanum Peaking | 1999 | 1.8
Petroleum Liquids | Argyle | 2004 | 2.2
Petroleum Liquids | Ashland | 2014 | 2
Petroleum Liquids | Augusta Electric Plant No 1 | 2016 | 2
Petroleum Liquids | Auke Bay | 1980 | 2.5
Petroleum Liquids | Auke Bay | 1993 | 2.8
Petroleum Liquids | Auke Bay | 1994 | 30.9
Petroleum Liquids | Avenue A Generator Sets | 2000 | 3.6
Petroleum Liquids | Backus Microgrid Project | 2014 | 10.4
Petroleum Liquids | Baldwin City Plant No 2 | 2004 | 6.4
Petroleum Liquids | Bancroft | 2001 | 3.6
Petroleum Liquids | Barron | 1998 | 4.4
Petroleum Liquids | Batavia Power Plant | 1992 | 1.1
Petroleum Liquids | Bay View Backup Power Facility | 2007 | 2
Petroleum Liquids | Beaver Island | 2000 | 2.4
Petroleum Liquids | Beaver Island | 2001 | 0.9
Petroleum Liquids | Belle Haven Diesel Generation Facility | 2002 | 4
Petroleum Liquids | Belle River | 1981 | 13.5
Petroleum Liquids | Bellefonte | 1998 | 14
Petroleum Liquids | Belleville | 2007 | 2.8
Petroleum Liquids | Bellevue | 1992 | 1.6
Petroleum Liquids | Bellevue | 2001 | 1.8
Petroleum Liquids | Beloit | 1980 | 6
Petroleum Liquids | Benson City of | 2002 | 9
Petroleum Liquids | Berlin | 1989 | 2.5
Petroleum Liquids | Bethel | 1989 | 2.1
Petroleum Liquids | Bethel | 1992 | 2.1
Petroleum Liquids | Bethpage Power Plant | 1989 | 0.4
Petroleum Liquids | Biomass to Energy Facility, Kauai | 2014 | 1
Petroleum Liquids | Block Island | 2001 | 1.2
Petroleum Liquids | Block Island | 2002 | 1.6
Petroleum Liquids | Block Island | 2006 | 1.8
Petroleum Liquids | Block Island | 2018 | 2.5
Petroleum Liquids | Blooming Prairie | 2003 | 2.3
Petroleum Liquids | Blooming Prairie | 2009 | 2
Petroleum Liquids | Blooming Prairie | 2012 | 1.3
Petroleum Liquids | Bloomington Power Plant | 1999 | 10.2
Petroleum Liquids | Blue Earth | 1993 | 4.8
Petroleum Liquids | Blue Earth | 1996 | 1.8
Petroleum Liquids | Blue Earth | 2015 | 2.9
Petroleum Liquids | Boomer Lake Station | 2004 | 6
Petroleum Liquids | Bostic Delivery No 2 | 2007 | 1
Petroleum Liquids | Boydton Plank Road Cogen Plant | 1993 | 3
Petroleum Liquids | Boydton Plank Road Cogen Plant | 2000 | 7.2
Petroleum Liquids | Breese | 1982 | 3
Petroleum Liquids | Breese | 1992 | 2.5
Petroleum Liquids | Breese | 1997 | 2.5
Petroleum Liquids | Breese | 2008 | 2.5
Petroleum Liquids | Breese | 2014 | 2.5
Petroleum Liquids | Brevig Mission | 2010 | 0.6
Petroleum Liquids | Brevig Mission | 2018 | 0.4
Petroleum Liquids | Bridge Street 1 & 2 | 2010 | 5.2
Petroleum Liquids | Brooklyn | 2012 | 2.3
Petroleum Liquids | Bryan Peaking | 1999 | 10.8
Petroleum Liquids | Burlington (KS) | 2003 | 2
Petroleum Liquids | Burlington (KS) | 2005 | 2.3
Petroleum Liquids | Bushnell | 2000 | 5
Petroleum Liquids | Butler Municipal Power Plant | 2000 | 8
Petroleum Liquids | Buxton | 1991 | 15
Petroleum Liquids | Cambridge | 2005 | 4
Petroleum Liquids | Campbell Industrial Park | 2009 | 113
Petroleum Liquids | Campbell Village | 1983 | 1
Petroleum Liquids | Carlyle | 1998 | 2.5
Petroleum Liquids | Carlyle | 1999 | 2.5
Petroleum Liquids | Carlyle | 2003 | 2.5
Petroleum Liquids | Carlyle | 2019 | 2.8
Petroleum Liquids | Carmi | 2013 | 1.1
Petroleum Liquids | Caro | 1984 | 1.5
Petroleum Liquids | Caro | 1999 | 2
Petroleum Liquids | Caro | 2000 | 2
Petroleum Liquids | Carrollton | 2001 | 2
Petroleum Liquids | Cascade | 1998 | 1.8
Petroleum Liquids | Casey City of | 2002 | 5.4
Petroleum Liquids | Cashton | 2002 | 2
Petroleum Liquids | Centennial | 1987 | 3.3
Petroleum Liquids | Centennial Generating Station | 2011 | 11.5
Petroleum Liquids | Chanute 3 | 1991 | 12
Petroleum Liquids | Chappell | 1982 | 1.1
Petroleum Liquids | Charles P Keller | 1994 | 6.2
Petroleum Liquids | Cherryville City Hall | 2006 | 1.8
Petroleum Liquids | Chevak | 2009 | 1.8
Petroleum Liquids | Chillicothe | 2003 | 10
Petroleum Liquids | Church Street Plant | 1987 | 3.2
Petroleum Liquids | Church Street Plant | 1996 | 1.1
Petroleum Liquids | City Light & Water | 1987 | 1.3
Petroleum Liquids | City West Diesel Plant | 2011 | 7.2
Petroleum Liquids | Clay Boswell | 1980 | 0.8
Petroleum Liquids | Cleveland Peaking | 2000 | 10.8
Petroleum Liquids | Coal Creek | 2016 | 6
Petroleum Liquids | Coffeyville | 2007 | 4
Petroleum Liquids | Coggon | 2003 | 2
Petroleum Liquids | Colby City of | 2019 | 3
Petroleum Liquids | Columbia (MO) | 2002 | 2.6
Petroleum Liquids | Columbia (MO) | 2004 | 6
Petroleum Liquids | Columbia (MO) | 2008 | 2
Petroleum Liquids | Commonwealth Chesapeake | 2000 | 172.5
Petroleum Liquids | Commonwealth Chesapeake | 2001 | 230
Petroleum Liquids | Coon Rapids II | 2001 | 5.4
Petroleum Liquids | Cornelius Delivery No 1 | 2007 | 2.2
Petroleum Liquids | Corning | 2006 | 4
Petroleum Liquids | Cos Cob | 2008 | 40
Petroleum Liquids | Craig (AK) | 1983 | 1.1
Petroleum Liquids | Craig (AK) | 1984 | 0.6
Petroleum Liquids | Craig (AK) | 1989 | 1.1
Petroleum Liquids | Craig (AK) | 2015 | 1.8
Petroleum Liquids | Crawfordsville Power Plant | 1994 | 0.8
Petroleum Liquids | Crestwood Dothan | 1995 | 2
Petroleum Liquids | Crestwood Dothan | 1996 | 1
Petroleum Liquids | Crestwood Dothan | 1997 | 1.6
Petroleum Liquids | Crestwood Dothan | 2002 | 4
Petroleum Liquids | Croswell | 1982 | 0.6
Petroleum Liquids | Croswell | 1984 | 0.7
Petroleum Liquids | Croswell | 1988 | 1.2
Petroleum Liquids | Croswell | 1990 | 1.3
Petroleum Liquids | Croswell | 1996 | 1.3
Petroleum Liquids | Cushing | 1988 | 6.3
Petroleum Liquids | Danbury Diesel | 1981 | 6.7
Petroleum Liquids | Danbury Diesel | 1982 | 0.5
Petroleum Liquids | Danville Kentuck Road Plant | 2005 | 1.8
Petroleum Liquids | Danville New Design Plant | 2005 | 1.8
Petroleum Liquids | David City | 1996 | 4.8
Petroleum Liquids | Dayton (IA) | 2000 | 1.8
Petroleum Liquids | DeBary | 1992 | 103.5
Petroleum Liquids | Delano | 1989 | 1.2
Petroleum Liquids | Delano | 1994 | 3
Petroleum Liquids | Delano | 1999 | 3.1
Petroleum Liquids | Deshler | 1999 | 1.1
Petroleum Liquids | Devon Station | 1985 | 18.6
Petroleum Liquids | Devon Station | 1996 | 204
Petroleum Liquids | Diesel Generators | 2001 | 54
Petroleum Liquids | Dike City Power Plant | 2005 | 2.2
Petroleum Liquids | Dillingham | 1988 | 1.1
Petroleum Liquids | Dillingham | 2001 | 1
Petroleum Liquids | Dillingham | 2006 | 2
Petroleum Liquids | Dillingham | 2008 | 2
Petroleum Liquids | Dillingham | 2009 | 0.5
Petroleum Liquids | Dillingham | 2019 | 4.4
Petroleum Liquids | Dodge Park Engine No 1 | 2008 | 2
Petroleum Liquids | Dominion/Lo Mar | 1997 | 19.2
Petroleum Liquids | Dover Peaking | 1999 | 10.8
Petroleum Liquids | Downtown | 1992 | 3.2
Petroleum Liquids | Drexel Operations Center | 2007 | 2.2
Petroleum Liquids | Durant | 1998 | 1.8
Petroleum Liquids | Durant | 2011 | 2.6
Petroleum Liquids | Dutch Harbor | 1989 | 1.2
Petroleum Liquids | Dutch Harbor | 1994 | 1.2
Petroleum Liquids | Dutch Harbor | 2010 | 10.7
Petroleum Liquids | Dutch Harbor | 2011 | 4.4
Petroleum Liquids | Dutch Harbor | 2015 | 4.4
Petroleum Liquids | Earl F Wisdom | 2004 | 81.6
Petroleum Liquids | Earlville | 2001 | 1.8
Petroleum Liquids | East 12th Street | 2002 | 1.6
Petroleum Liquids | Easton | 1995 | 3
Petroleum Liquids | Easton 2 | 1989 | 12.6
Petroleum Liquids | Easton 2 | 1995 | 3
Petroleum Liquids | Easton 2 | 2004 | 10.8
Petroleum Liquids | Eastside WWTP | 2004 | 5.4
Petroleum Liquids | Edenton Generators | 1988 | 1.2
Petroleum Liquids | Edenton Generators | 2014 | 1.2
Petroleum Liquids | Edgerton | 2000 | 3.6
Petroleum Liquids | Electric Avenue Facility | 1997 | 1.5
Petroleum Liquids | Electric Avenue Facility | 2004 | 5.4
Petroleum Liquids | Elim | 2003 | 0.6
Petroleum Liquids | Elim | 2019 | 0.5
Petroleum Liquids | Elm Street Substation Generators | 2002 | 6
Petroleum Liquids | Elroy | 2005 | 4.6
Petroleum Liquids | Emmonak | 1995 | 0.9
Petroleum Liquids | Emmonak | 2005 | 0.5
Petroleum Liquids | Emmonak | 2012 | 0.5
Petroleum Liquids | Emmonak | 2016 | 1.3
Petroleum Liquids | Erie | 2005 | 3.3
Petroleum Liquids | Erie Energy Center | 1999 | 20
Petroleum Liquids | Essex Junction 19 | 2007 | 8
Petroleum Liquids | Fairfax | 2001 | 2
Petroleum Liquids | False Island | 2003 | 1.3
Petroleum Liquids | Farmer City | 2012 | 4.4
Petroleum Liquids | Fayette | 1985 | 7
Petroleum Liquids | Fennimore | 1999 | 5.4
Petroleum Liquids | Field Street | 2001 | 48
Petroleum Liquids | Fishers Island 1 | 2010 | 2.6
Petroleum Liquids | Flora Site A | 2001 | 5.4
Petroleum Liquids | Flora Site B | 2001 | 3.6
Petroleum Liquids | Forest City Light Plant | 2000 | 7.6
Petroleum Liquids | Fort Hill 1, 2, 3 & 4 | 2010 | 10.4
Petroleum Liquids | Frank Jenkins | 1995 | 2
Petroleum Liquids | Frank Jenkins | 2002 | 1
Petroleum Liquids | Frederic Diesel | 2000 | 7.5
Petroleum Liquids | Freeburg | 1986 | 2.6
Petroleum Liquids | Freeburg | 1996 | 3.5
Petroleum Liquids | Freeburg | 2007 | 5.4
Petroleum Liquids | Ft. Pierre | 2004 | 6
Petroleum Liquids | G W Ivey | 1981 | 12.8
Petroleum Liquids | G W Ivey | 2013 | 0.1
Petroleum Liquids | Galena Electric Utility | 1999 | 0.8
Petroleum Liquids | Galena Electric Utility | 2004 | 1
Petroleum Liquids | Galena Electric Utility | 2009 | 1.6
Petroleum Liquids | Galena Electric Utility | 2015 | 0.5
Petroleum Liquids | Galion | 2001 | 5.4
Petroleum Liquids | Gallatin (MO) | 1983 | 2.5
Petroleum Liquids | Gallatin (MO) | 1993 | 2.2
Petroleum Liquids | Gambell | 2006 | 1.6
Petroleum Liquids | Garnett Municipal | 1981 | 2.4
Petroleum Liquids | Garnett Municipal | 2000 | 2.5
Petroleum Liquids | Gary Court 1 & 2 | 2010 | 5.2
Petroleum Liquids | Gastonia Prime Power Park | 2008 | 4.6
Petroleum Liquids | Gastonia Prime Power Park | 2012 | 3.6
Petroleum Liquids | Gastonia Prime Power Park | 2013 | 3.6
Petroleum Liquids | Gastonia, Tulip Drive | 2005 | 5.4
Petroleum Liquids | Gateway Gen | 1996 | 1.8
Petroleum Liquids | Gateway Gen | 2009 | 1.8
Petroleum Liquids | GenConn Devon LLC | 2010 | 242
Petroleum Liquids | GenConn Middletown LLC | 2011 | 242
Petroleum Liquids | Geneseo | 1998 | 4.8
Petroleum Liquids | Genoa Diesel Generating Station | 2004 | 6
Petroleum Liquids | George Johnson | 1993 | 1
Petroleum Liquids | Gilliam South | 2001 | 1.8
Petroleum Liquids | Gilliam South | 2012 | 2.5
Petroleum Liquids | Girard | 1997 | 7.2
Petroleum Liquids | Glencoe | 1985 | 7
Petroleum Liquids | Glencoe | 1998 | 9.6
Petroleum Liquids | Glencoe | 2006 | 4.8
Petroleum Liquids | Glennallen | 1999 | 1.2
Petroleum Liquids | Glennallen | 2010 | 2.8
Petroleum Liquids | Godwin Drive Plant | 1990 | 3.2
Petroleum Liquids | Godwin Drive Plant | 1992 | 3.1
Petroleum Liquids | Gordon | 2001 | 5.6
Petroleum Liquids | Gowrie | 2013 | 2.5
Petroleum Liquids | Graettinger | 1990 | 1.1
Petroleum Liquids | Graettinger | 2002 | 2
Petroleum Liquids | Grand Junction | 1994 | 1.7
Petroleum Liquids | Grand Marais | 2004 | 6.7
Petroleum Liquids | Granite Falls 2 | 2003 | 6
Petroleum Liquids | Granite Falls Walmart | 2007 | 2.2
Petroleum Liquids | Grantsburg Diesel | 1995 | 0.7
Petroleum Liquids | Grantsburg Diesel | 2007 | 1.8
Petroleum Liquids | Greenport | 1997 | 3.3
Petroleum Liquids | Grundy Center City Light Plant | 1990 | 3
Petroleum Liquids | Gwitchyaa Zhee | 2015 | 1
Petroleum Liquids | Gwitchyaa Zhee | 2016 | 1.8
Petroleum Liquids | Haines | 1991 | 1.2
Petroleum Liquids | Haines | 1995 | 2.8
Petroleum Liquids | Haines | 1996 | 1.6
Petroleum Liquids | Haines | 2006 | 1.9
Petroleum Liquids | Halstad | 2007 | 4
Petroleum Liquids | Hamakua Energy Plant | 2000 | 66
Petroleum Liquids | Hana Substation | 2001 | 2
Petroleum Liquids | Harlan | 2001 | 3.4
Petroleum Liquids | Harris Lake | 2017 | 2.5
Petroleum Liquids | Hart | 1985 | 3.7
Petroleum Liquids | Hawkeye Energy Greenport LLC | 2003 | 54
Petroleum Liquids | Haworth Water Treatment Plant | 2018 | 8
Petroleum Liquids | Herington | 2001 | 1.6
Petroleum Liquids | Higginsville | 1981 | 2.4
Petroleum Liquids | Higginsville | 2004 | 6.7
Petroleum Liquids | High Point, Fairfield | 2002 | 1.8
Petroleum Liquids | High Point, POLO | 2007 | 1.8
Petroleum Liquids | High Point, Pump Station Rd | 2005 | 3.6
Petroleum Liquids | Highland | 1993 | 4.8
Petroleum Liquids | Hillsboro | 2002 | 4
Petroleum Liquids | Hoisington | 1996 | 1
Petroleum Liquids | Holly | 1993 | 0.7
Petroleum Liquids | Holly | 2000 | 0.4
Petroleum Liquids | Holly | 2007 | 1.8
Petroleum Liquids | Holton | 1994 | 2.4
Petroleum Liquids | Honea Path | 2003 | 2.9
Petroleum Liquids | Hoonah | 1997 | 1
Petroleum Liquids | Hoonah | 2012 | 1
Petroleum Liquids | Hooper Bay | 1997 | 0.5
Petroleum Liquids | Hooper Bay | 2013 | 0.5
Petroleum Liquids | Hooper Bay | 2016 | 0.8
Petroleum Liquids | Hooper Bay | 2018 | 0.4
Petroleum Liquids | Hopkinton | 2011 | 2.5
Petroleum Liquids | Hugoton 2 | 1983 | 4.3
Petroleum Liquids | Hugoton 2 | 1994 | 4.3
Petroleum Liquids | Hugoton 2 | 1997 | 5.5
Petroleum Liquids | Huntersville Delivery No 2 | 2007 | 2.2
Petroleum Liquids | Hurricane City Power | 1999 | 3.4
Petroleum Liquids | Hurricane City Power | 2001 | 1.7
Petroleum Liquids | Hutchinson Energy Center | 1983 | 2.7
Petroleum Liquids | Hydaburg | 1985 | 0.3
Petroleum Liquids | Hydaburg | 1990 | 0.4
Petroleum Liquids | Hydaburg | 2001 | 0.3
Petroleum Liquids | IBM West | 2005 | 3.6
Petroleum Liquids | IMEA Flora | 2000 | 9
Petroleum Liquids | IMEA Highland | 1996 | 3.6
Petroleum Liquids | Indianola | 2000 | 20.3
Petroleum Liquids | Industrial Park | 2001 | 5.4
Petroleum Liquids | Industrial Park | 2002 | 3.6
Petroleum Liquids | Industrial Park | 2011 | 4.4
Petroleum Liquids | Intercession City | 1997 | 148.5
Petroleum Liquids | Interstate | 1997 | 138.6
Petroleum Liquids | Inver Hills | 1997 | 3.6
Petroleum Liquids | Iola | 1981 | 2.7
Petroleum Liquids | Jackson (MO) | 1983 | 3
Petroleum Liquids | Jackson (MO) | 2006 | 6
Petroleum Liquids | Jackson Cntr Peaking | 1999 | 1.8
Petroleum Liquids | Janesville | 1998 | 1.8
Petroleum Liquids | Jarvis Street | 2002 | 4.5
Petroleum Liquids | Jarvis Street | 2014 | 13.5
Petroleum Liquids | Jetmore | 2015 | 2.5
Petroleum Liquids | Jewett City 1 | 2010 | 2.6
Petroleum Liquids | Johnson | 2017 | 6
Petroleum Liquids | Kahe | 1981 | 134.9
Petroleum Liquids | Kahoka | 1999 | 3.3
Petroleum Liquids | Kake | 1993 | 1.1
Petroleum Liquids | Kake | 2017 | 2
Petroleum Liquids | Kapaia Power Station | 2002 | 39.1
Petroleum Liquids | Kasigluk | 2004 | 0.7
Petroleum Liquids | Kasigluk | 2006 | 0.5
Petroleum Liquids | Kasigluk | 2017 | 0.8
Petroleum Liquids | Keahole | 1984 | 5
Petroleum Liquids | Keahole | 1988 | 2.5
Petroleum Liquids | Keahole | 1989 | 17.6
Petroleum Liquids | Keahole | 2004 | 46
Petroleum Liquids | Keahole | 2009 | 18
Petroleum Liquids | Kenyon Municipal | 1997 | 5.4
Petroleum Liquids | Kiana | 1984 | 0.5
Petroleum Liquids | Kiana | 2001 | 0.3
Petroleum Liquids | Kiana | 2019 | 0.4
Petroleum Liquids | King Cove | 1980 | 0.6
Petroleum Liquids | King Cove | 1986 | 0.5
Petroleum Liquids | King Cove | 1992 | 0.7
Petroleum Liquids | Kings Beach | 2008 | 15
Petroleum Liquids | Kivalina | 1990 | 0.2
Petroleum Liquids | Kivalina | 1996 | 0.2
Petroleum Liquids | Kivalina | 2004 | 0.4
Petroleum Liquids | Knoxville Industrial | 2000 | 16
Petroleum Liquids | Kotlik | 2007 | 1.4
Petroleum Liquids | Koyuk | 2005 | 1.1
Petroleum Liquids | La Farge | 1990 | 1.5
Petroleum Liquids | La Plata | 2013 | 3.6
Petroleum Liquids | La Porte | 2000 | 3.6
Petroleum Liquids | La Porte | 2013 | 1.8
Petroleum Liquids | Lake Crystal | 1999 | 2
Petroleum Liquids | Lake Mills | 1999 | 7.6
Petroleum Liquids | Lake Park | 2005 | 4
Petroleum Liquids | Lake Road (MO) | 1989 | 24
Petroleum Liquids | Lake Road (MO) | 1990 | 18.9
Petroleum Liquids | Lakefield Junction | 2002 | 2
Petroleum Liquids | Lakefield Utilities | 1985 | 1.2
Petroleum Liquids | Lakefield Utilities | 2003 | 2.2
Petroleum Liquids | Lakeside | 2002 | 5.4
Petroleum Liquids | Lamoni Municipal Utilities | 1993 | 0.5
Petroleum Liquids | Lamoni Municipal Utilities | 2011 | 5
Petroleum Liquids | Landis Delivery No 2 | 2007 | 2.2
Petroleum Liquids | Lanesboro | 2004 | 2.3
Petroleum Liquids | Larned | 2004 | 10
Petroleum Liquids | Laurens | 2013 | 7.5
Petroleum Liquids | Laverne Diesel Generating Plant | 2006 | 4
Petroleum Liquids | Lebanon Pines 1 & 2 | 2010 | 5.2
Petroleum Liquids | Lemon Creek | 1980 | 18.6
Petroleum Liquids | Lemon Creek | 1983 | 21.4
Petroleum Liquids | Lemon Creek | 1984 | 8.4
Petroleum Liquids | Lemon Creek | 1985 | 5.6
Petroleum Liquids | Lenox | 2001 | 1.8
Petroleum Liquids | Lenox | 2016 | 2
Petroleum Liquids | Lexington | 2005 | 3.6
Petroleum Liquids | Lexington Health Center | 2002 | 1.8
Petroleum Liquids | Lime Creek | 1991 | 90.2
Petroleum Liquids | Lincoln | 2017 | 2
Petroleum Liquids | Lincolnton High School | 2006 | 1.8
Petroleum Liquids | Litchfield | 2010 | 11.5
Petroleum Liquids | LNG 1 & 2 | 2010 | 5.2
Petroleum Liquids | Maalaea | 1980 | 12.5
Petroleum Liquids | Maalaea | 1987 | 5.2
Petroleum Liquids | Maalaea | 1988 | 12.5
Petroleum Liquids | Maalaea | 1989 | 12.5
Petroleum Liquids | Maalaea | 1992 | 23.6
Petroleum Liquids | Maalaea | 1993 | 41.6
Petroleum Liquids | Maalaea | 1998 | 25
Petroleum Liquids | Maalaea | 2000 | 25
Petroleum Liquids | Maalaea | 2006 | 18
Petroleum Liquids | Macon | 1985 | 1
Petroleum Liquids | Madelia | 2001 | 3.1
Petroleum Liquids | Madison Utilities | 2006 | 1.4
Petroleum Liquids | Maiden Community Center | 2006 | 1.8
Petroleum Liquids | Malden | 1996 | 5.4
Petroleum Liquids | Manning | 2012 | 6.9
Petroleum Liquids | Maquoketa 1 | 1996 | 1.8
Petroleum Liquids | Maquoketa 1 | 1999 | 1.8
Petroleum Liquids | Maquoketa 1 | 2000 | 1.8
Petroleum Liquids | Maquoketa 2 | 2001 | 4
Petroleum Liquids | Maquoketa 2 | 2002 | 4
Petroleum Liquids | Marathon Generating Plant | 1989 | 4
Petroleum Liquids | Marathon Generating Plant | 1998 | 3.5
Petroleum Liquids | Marathon Generating Plant | 2001 | 3.5
Petroleum Liquids | Marceline | 1989 | 1
Petroleum Liquids | Marceline | 2002 | 3
Petroleum Liquids | Marceline | 2004 | 4
Petroleum Liquids | Marshall | 1994 | 0.2
Petroleum Liquids | Marshall | 2005 | 0.4
Petroleum Liquids | Marshall | 2010 | 0.5
Petroleum Liquids | Marshall (IL) | 2002 | 13.3
Petroleum Liquids | Marshall (IL) | 2007 | 3.6
Petroleum Liquids | Marshall (MO) | 1988 | 3
Petroleum Liquids | Massena Energy Facility | 1992 | 2
Petroleum Liquids | McClure | 1980 | 71.2
Petroleum Liquids | McLeansboro | 1994 | 1.1
Petroleum Liquids | McLeansboro | 1995 | 1.1
Petroleum Liquids | McLeansboro | 2002 | 2
Petroleum Liquids | McMinnville | 2001 | 22
Petroleum Liquids | Melrose 2 | 2014 | 1
Petroleum Liquids | Memphis | 1989 | 2.4
Petroleum Liquids | Memphis | 1990 | 1
Petroleum Liquids | Meridian | 1998 | 9
Petroleum Liquids | Miki Basin | 1990 | 6
Petroleum Liquids | Miki Basin | 1996 | 4.4
Petroleum Liquids | Milford | 1997 | 5.4
Petroleum Liquids | Minneapolis City of | 1989 | 2
Petroleum Liquids | Mobile | 1980 | 1
Petroleum Liquids | Mobile | 1994 | 0.5
Petroleum Liquids | Mobile | 1996 | 1.6
Petroleum Liquids | Monroe Middle School | 2006 | 1.8
Petroleum Liquids | Montezuma | 1998 | 1.8
Petroleum Liquids | Montezuma | 2000 | 1.8
Petroleum Liquids | Montezuma | 2003 | 0.2
Petroleum Liquids | Montpelier | 2000 | 10.8
Petroleum Liquids | Moose Lake | 2005 | 6.3
Petroleum Liquids | Morganton Station 5 | 2006 | 1.8
Petroleum Liquids | Morganton, Parker Road | 2002 | 1.8
Petroleum Liquids | Mount Clinton | 1999 | 14
Petroleum Liquids | Mount Clinton | 2002 | 4
Petroleum Liquids | Mount Clinton | 2004 | 2
Petroleum Liquids | Mount Clinton | 2009 | 4
Petroleum Liquids | Mountain Home Energy Center | 2002 | 3.6
Petroleum Liquids | Mountain Lake | 1998 | 3.6
Petroleum Liquids | Mountain Village | 1984 | 0.3
Petroleum Liquids | Mountain Village | 2005 | 0.5
Petroleum Liquids | Mountain Village | 2010 | 0.7
Petroleum Liquids | Mountain Village | 2015 | 0.8
Petroleum Liquids | MPEA Energy Center | 2010 | 6
Petroleum Liquids | Mt Pleasant | 2002 | 24
Petroleum Liquids | Mulvane 2 | 2003 | 9.2
Petroleum Liquids | Naknek | 1988 | 2.2
Petroleum Liquids | Naknek | 1991 | 0.8
Petroleum Liquids | Naknek | 1992 | 0.8
Petroleum Liquids | Naknek | 1993 | 0.8
Petroleum Liquids | Naknek | 1999 | 1.3
Petroleum Liquids | Naknek | 2005 | 1
Petroleum Liquids | Naknek | 2006 | 2
Petroleum Liquids | Naknek | 2019 | 6.6
Petroleum Liquids | Napoleon Peaking | 1999 | 5.4
Petroleum Liquids | Nebraska City # 2 | 1998 | 4.5
Petroleum Liquids | New Hampton | 1999 | 10.6
Petroleum Liquids | New Haven Harbor | 2012 | 181.5
Petroleum Liquids | New Knoxville | 2000 | 1.1
Petroleum Liquids | New Lisbon | 2005 | 4.6
Petroleum Liquids | New Stuyahok | 2003 | 0.5
Petroleum Liquids | New Stuyahok | 2010 | 0.4
Petroleum Liquids | New Ulm | 2001 | 27.5
Petroleum Liquids | Newberry | 1988 | 1.8
Petroleum Liquids | Newhalen | 2012 | 0.9
Petroleum Liquids | Noatak | 2004 | 0.5
Petroleum Liquids | Noatak | 2008 | 0.3
Petroleum Liquids | Noatak | 2015 | 0.5
Petroleum Liquids | Noorvik | 1997 | 0.3
Petroleum Liquids | Noorvik | 2003 | 0.7
Petroleum Liquids | Noorvik | 2017 | 0.5
Petroleum Liquids | Norden 1-3 | 2004 | 6
Petroleum Liquids | North Branch (MN) | 2003 | 4.4
Petroleum Liquids | North Branch (MN) | 2011 | 6.6
Petroleum Liquids | North Pole | 2007 | 60
Petroleum Liquids | North Road Peak | 1987 | 14
Petroleum Liquids | Northeast (MO) | 1985 | 2
Petroleum Liquids | Northeastern | 1980 | 4.5
Petroleum Liquids | Northway | 1997 | 0.7
Petroleum Liquids | Northway | 2007 | 0.4
Petroleum Liquids | Nottoway Diesel Generating Facility | 2002 | 4
Petroleum Liquids | NSB Anaktuvuk Pass | 1994 | 0.9
Petroleum Liquids | NSB Anaktuvuk Pass | 2003 | 1.8
Petroleum Liquids | NSB Atqasuk Utility | 1986 | 1
Petroleum Liquids | NSB Atqasuk Utility | 2003 | 2.2
Petroleum Liquids | NSB Kaktovik Utility | 2000 | 2.6
Petroleum Liquids | NSB Nuiqsut Utility | 1999 | 2.2
Petroleum Liquids | NSB Point Hope Utility | 1995 | 1.2
Petroleum Liquids | NSB Point Hope Utility | 2008 | 0.9
Petroleum Liquids | NSB Point Hope Utility | 2014 | 1
Petroleum Liquids | NSB Point Lay Utility | 2013 | 2.4
Petroleum Liquids | NSB Wainwright Utility | 1988 | 0.8
Petroleum Liquids | NSB Wainwright Utility | 1989 | 0.4
Petroleum Liquids | NSB Wainwright Utility | 2001 | 1.8
Petroleum Liquids | Nunapitchuk | 2006 | 0.5
Petroleum Liquids | Onancock Diesel Generation Facility | 2002 | 4
Petroleum Liquids | Orca | 1984 | 4.9
Petroleum Liquids | Orca | 2000 | 2.2
Petroleum Liquids | Orca | 2009 | 3.6
Petroleum Liquids | Ord | 1997 | 3
Petroleum Liquids | Orrville Peaking | 1999 | 5.4
Petroleum Liquids | Osage (IA) | 1996 | 3.6
Petroleum Liquids | Osage (IA) | 1998 | 3.6
Petroleum Liquids | Osceola (AR) | 1992 | 1.6
Petroleum Liquids | Overall Road Station | 2003 | 8
Petroleum Liquids | Oxford (KS) | 1999 | 3.4
Petroleum Liquids | Oxford (KS) | 2007 | 1.7
Petroleum Liquids | Pacolet Diesel Generation Facility | 2006 | 5.4
Petroleum Liquids | Painesville | 2010 | 2
Petroleum Liquids | Panora | 1988 | 2.5
Petroleum Liquids | Panora | 1993 | 2
Petroleum Liquids | Paragould Turbine | 1991 | 0.3
Petroleum Liquids | Pelican | 2008 | 1
Petroleum Liquids | Pella Peaking | 2003 | 28
Petroleum Liquids | Perdue Diesel Generation Facility | 2002 | 4
Petroleum Liquids | Peru (IL) | 2011 | 18.9
Petroleum Liquids | Peru (IN) | 2002 | 1.8
Petroleum Liquids | Petersburg | 1993 | 2.6
Petroleum Liquids | Petersburg | 2001 | 2.6
Petroleum Liquids | Petersburg | 2012 | 2.5
Petroleum Liquids | Pilot Station | 2002 | 0.3
Petroleum Liquids | Pilot Station | 2005 | 0.5
Petroleum Liquids | Pilot Station | 2018 | 0.5
Petroleum Liquids | Pine Grove | 2008 | 5.4
Petroleum Liquids | Piqua Power Plant | 1989 | 16.3
Petroleum Liquids | Plainview Muncipal Power | 1999 | 1.8
Petroleum Liquids | Pleasant Valley (VA) | 1997 | 16.5
Petroleum Liquids | Pleasant Valley (VA) | 2002 | 2
Petroleum Liquids | Pleasant Valley (VA) | 2006 | 2
Petroleum Liquids | Ponton Diesel Generating Facility | 2002 | 4
Petroleum Liquids | Poplar Bluff Generating Station | 2002 | 20.1
Petroleum Liquids | Port Allen (HI) | 1990 | 17.2
Petroleum Liquids | Port Allen (HI) | 1991 | 17.2
Petroleum Liquids | Portable Generator 2 | 2012 | 2
Petroleum Liquids | Portable Generator 3 | 2012 | 2
Petroleum Liquids | Portland (PA) | 1997 | 156
Petroleum Liquids | Powell Valley | 2000 | 22
Petroleum Liquids | Pretlow | 2001 | 3.2
Petroleum Liquids | Primghar | 1992 | 1.1
Petroleum Liquids | Princeton (MN) | 2003 | 5
Petroleum Liquids | Prospect Municipal | 1998 | 1.8
Petroleum Liquids | PS ST-8 Engine No 1 | 2008 | 2
Petroleum Liquids | Puna | 1988 | 15.5
Petroleum Liquids | Puna | 1992 | 23.6
Petroleum Liquids | Quay County | 2013 | 27
Petroleum Liquids | Quinhagak | 1996 | 0.4
Petroleum Liquids | Quinhagak | 2002 | 0.3
Petroleum Liquids | Quinhagak | 2019 | 0.5
Petroleum Liquids | Rantoul | 2000 | 10.8
Petroleum Liquids | Rantoul | 2001 | 3.6
Petroleum Liquids | Red Bud | 2002 | 5.6
Petroleum Liquids | Renick Run Pumping Station 03-04 | 2006 | 2.8
Petroleum Liquids | Rio Bravo | 2000 | 150
Petroleum Liquids | Robert Mueller Energy Center | 2006 | 1.5
Petroleum Liquids | Rockford | 1999 | 1.6
Petroleum Liquids | Rockville 1 & 2 | 1995 | 4.5
Petroleum Liquids | Rockville 1 & 2 | 2000 | 6.3
Petroleum Liquids | Rockwood | 1980 | 24.9
Petroleum Liquids | Rocky River (SC) | 2013 | 1.3
Petroleum Liquids | Rokeby | 1997 | 2.9
Petroleum Liquids | Rosemary Power Station | 1990 | 180
Petroleum Liquids | Russell Downtown | 1981 | 2.5
Petroleum Liquids | S W Bailey | 1998 | 10.5
Petroleum Liquids | Sabetha Power Plant | 1985 | 1.1
Petroleum Liquids | Sabetha Power Plant | 1990 | 2.5
Petroleum Liquids | Sabetha Power Plant | 1992 | 3
Petroleum Liquids | Salem Electric Department | 2007 | 1.3
Petroleum Liquids | Salisbury City of | 1983 | 2
Petroleum Liquids | Salisbury City of | 1986 | 4.4
Petroleum Liquids | Sam Rayburn | 1991 | 3.2
Petroleum Liquids | Sarpy County | 1996 | 3.5
Petroleum Liquids | Savoonga | 2008 | 1.2
Petroleum Liquids | Savoonga | 2019 | 0.5
Petroleum Liquids | Scammon Bay | 2001 | 0.4
Petroleum Liquids | Scammon Bay | 2004 | 0.4
Petroleum Liquids | Scammon Bay | 2007 | 0.5
Petroleum Liquids | Seaside Heights Power Plant | 2012 | 6
Petroleum Liquids | Sediver | 2003 | 2.9
Petroleum Liquids | Selawik | 2013 | 0.5
Petroleum Liquids | Selawik | 2014 | 0.9
Petroleum Liquids | Seldovia | 2004 | 1.2
Petroleum Liquids | Seldovia | 2017 | 1
Petroleum Liquids | Seneca City of | 2004 | 10
Petroleum Liquids | Seville | 2001 | 5.4
Petroleum Liquids | Seward (AK) | 1985 | 2.5
Petroleum Liquids | Seward (AK) | 1986 | 2.5
Petroleum Liquids | Seward (AK) | 2000 | 2.8
Petroleum Liquids | Seward (AK) | 2010 | 5.3
Petroleum Liquids | Sharpe | 2002 | 20
Petroleum Liquids | Shelbina Power #1 | 1981 | 3
Petroleum Liquids | Shelbina Power #1 | 1989 | 1.6
Petroleum Liquids | Shelbina Power #2 | 1992 | 4.8
Petroleum Liquids | Shelbina Power #2 | 1999 | 1.8
Petroleum Liquids | Shelbina Power #3 | 2002 | 3.6
Petroleum Liquids | Shelby North | 2000 | 1.8
Petroleum Liquids | Shelby South | 2000 | 1.8
Petroleum Liquids | Shelby, Toms Street | 2002 | 1.8
Petroleum Liquids | Shenandoah | 2000 | 20
Petroleum Liquids | Shepherd Center | 1981 | 0.3
Petroleum Liquids | Shepherd Center | 1989 | 0.2
Petroleum Liquids | Shepherd Center | 1992 | 1.2
Petroleum Liquids | Shishmaref | 2002 | 0.4
Petroleum Liquids | Shishmaref | 2004 | 0.3
Petroleum Liquids | Shishmaref | 2006 | 0.5
Petroleum Liquids | Shoreham Energy LLC | 2002 | 100
Petroleum Liquids | Shungnak | 1984 | 0.3
Petroleum Liquids | Shungnak | 1991 | 0.6
Petroleum Liquids | Shungnak | 1998 | 0.3
Petroleum Liquids | Sibley No Two | 1987 | 1.1
Petroleum Liquids | Sibley One | 1987 | 1.2
Petroleum Liquids | Sibley One | 2000 | 2
Petroleum Liquids | Silas Ray | 2001 | 6.5
Petroleum Liquids | Skagway | 1986 | 0.8
Petroleum Liquids | Skagway | 1991 | 0.5
Petroleum Liquids | Skagway | 1996 | 1.1
Petroleum Liquids | Skagway | 2009 | 1
Petroleum Liquids | Sleepy Eye | 1995 | 1.8
Petroleum Liquids | Sleepy Eye | 1996 | 1.8
Petroleum Liquids | Sleepy Eye | 1999 | 1.8
Petroleum Liquids | Sleepy Eye | 2001 | 2
Petroleum Liquids | Sleepy Eye | 2009 | 4
Petroleum Liquids | Smith Island | 1994 | 0.5
Petroleum Liquids | Snake River | 1991 | 3.8
Petroleum Liquids | Snake River | 1999 | 2
Petroleum Liquids | Snake River | 2007 | 10.4
Petroleum Liquids | Snake River | 2013 | 0.4
Petroleum Liquids | Solon Diesel | 1988 | 2
Petroleum Liquids | Solon Diesel | 1989 | 3
Petroleum Liquids | Solon Diesel | 1995 | 3
Petroleum Liquids | Solway CT | 2005 | 1.3
Petroleum Liquids | South Generation | 2003 | 6.6
Petroleum Liquids | South Main Street | 2014 | 5.4
Petroleum Liquids | South Main Street | 2016 | 5.4
Petroleum Liquids | South Plant | 2000 | 12
Petroleum Liquids | South Strawberry | 2002 | 3.6
Petroleum Liquids | Spring Valley | 2009 | 4
Petroleum Liquids | Springfield (MN) | 1994 | 1.8
Petroleum Liquids | Springfield (MN) | 1996 | 1.8
Petroleum Liquids | Springfield (MN) | 1998 | 3.6
Petroleum Liquids | Springfield (MN) | 2001 | 1.8
Petroleum Liquids | St George Red Rock | 1987 | 14
Petroleum Liquids | St James | 2002 | 12
Petroleum Liquids | St John | 1982 | 2
Petroleum Liquids | St John | 2002 | 1.3
Petroleum Liquids | St Louis | 1996 | 1.1
Petroleum Liquids | St Louis | 2003 | 2.8
Petroleum Liquids | St Marys | 1992 | 14
Petroleum Liquids | St Marys IC | 1980 | 0.6
Petroleum Liquids | St Marys IC | 2006 | 5
Petroleum Liquids | St. Charles Power Plant | 2004 | 8.8
Petroleum Liquids | St. Michael | 2015 | 0.7
Petroleum Liquids | St. Olaf StandBy Generators | 1999 | 4.1
Petroleum Liquids | ST-1/1A Engine No 1 | 2008 | 1.3
Petroleum Liquids | Stafford | 1983 | 1.1
Petroleum Liquids | State Center | 1995 | 3.8
Petroleum Liquids | Statesville Delivery No 3 | 2007 | 2.2
Petroleum Liquids | Statesville, Highway 64 | 2002 | 1.8
Petroleum Liquids | Stebbins | 2014 | 2
Petroleum Liquids | Sterling | 2002 | 4.2
Petroleum Liquids | Sterling Power Plant | 1991 | 1.1
Petroleum Liquids | Stillwater Water Treatment Plant | 2003 | 2
Petroleum Liquids | Stock Island | 1991 | 19.2
Petroleum Liquids | Stock Island | 1999 | 39.4
Petroleum Liquids | Stock Island | 2006 | 42
Petroleum Liquids | Stock Island | 2012 | 2.5
Petroleum Liquids | Stony Brook | 1981 | 105.6
Petroleum Liquids | Stony Brook | 1982 | 170
Petroleum Liquids | Stony Brook | 2007 | 4
Petroleum Liquids | Story City | 1993 | 3.1
Petroleum Liquids | Story City | 2003 | 3.5
Petroleum Liquids | Stuart (NE) | 1997 | 0.8
Petroleum Liquids | Sub 2 Generating Station | 2004 | 3.6
Petroleum Liquids | Sub 3 Generating Station | 2003 | 7.2
Petroleum Liquids | Sullivan (IL) | 1996 | 3.1
Petroleum Liquids | Sullivan (IL) | 2012 | 6.9
Petroleum Liquids | Suwannee River | 1980 | 65.9
Petroleum Liquids | Tangier | 1993 | 2.4
Petroleum Liquids | Terry Bundy Generating Station | 2004 | 1.8
Petroleum Liquids | Thermal Kem | 2003 | 2.9
Petroleum Liquids | Thief River Falls | 2001 | 1.2
Petroleum Liquids | Thorne Bay Plant | 1993 | 0.6
Petroleum Liquids | Thorne Bay Plant | 1996 | 0.4
Petroleum Liquids | Tipton | 2011 | 4
Petroleum Liquids | Tipton | 2019 | 2
Petroleum Liquids | TNSG North Plant | 2010 | 0.3
Petroleum Liquids | Togiak | 2019 | 2.8
Petroleum Liquids | Tok | 1985 | 1.3
Petroleum Liquids | Tok | 1989 | 1.1
Petroleum Liquids | Tok | 1996 | 1.1
Petroleum Liquids | Tok | 1999 | 1.3
Petroleum Liquids | Tok | 2010 | 0.5
Petroleum Liquids | Toksook Bay | 2005 | 1.3
Petroleum Liquids | Toksook Bay | 2019 | 0.8
Petroleum Liquids | Traer East | 2004 | 4
Petroleum Liquids | Traer South | 2001 | 2
Petroleum Liquids | Trenton South | 2000 | 8
Petroleum Liquids | Trenton South | 2004 | 6
Petroleum Liquids | Trinidad (CO) | 1999 | 5.4
Petroleum Liquids | Truman | 1997 | 1.8
Petroleum Liquids | Truman | 2005 | 2.2
Petroleum Liquids | Ubly | 1987 | 1.5
Petroleum Liquids | Ubly | 1993 | 1.5
Petroleum Liquids | Ubly | 2000 | 2.5
Petroleum Liquids | Ubly | 2001 | 2.5
Petroleum Liquids | Ubly | 2002 | 1.5
Petroleum Liquids | Unalakleet | 2010 | 2
Petroleum Liquids | Unalaska Power Module | 1993 | 1.1
Petroleum Liquids | Unionville City of | 1994 | 2
Petroleum Liquids | Upper Kalskag | 2004 | 1.1
Petroleum Liquids | Valdez | 2017 | 3.2
Petroleum Liquids | Valdez Cogen | 2000 | 5.3
Petroleum Liquids | Valenite | 2003 | 2.9
Petroleum Liquids | Valley Queen Cheese | 2002 | 3
Petroleum Liquids | Valley Queen Cheese | 2004 | 1.5
Petroleum Liquids | Versailles Peaking | 1999 | 5.4
Petroleum Liquids | Viking | 2003 | 1
Petroleum Liquids | Villisca Municipal Power Plant | 2003 | 4
Petroleum Liquids | Vinton | 2009 | 0.8
Petroleum Liquids | Viola | 2002 | 1.8
Petroleum Liquids | VMEA 1 Credit Gen | 1990 | 11.2
Petroleum Liquids | VMEA 1 Credit Gen | 2009 | 2
Petroleum Liquids | VMEA Peaking Gen | 1992 | 3.2
Petroleum Liquids | VMEA Peaking Gen | 1993 | 3.2
Petroleum Liquids | Wading River | 1989 | 238.5
Petroleum Liquids | Walton Street Substation | 2003 | 2
Petroleum Liquids | Wansley | 1980 | 52.8
Petroleum Liquids | Ward WTP | 1999 | 2
Petroleum Liquids | Washington | 1986 | 2.6
Petroleum Liquids | Washington Island | 1997 | 3.2
Petroleum Liquids | Waste Water Plant Generator | 1993 | 1.6
Petroleum Liquids | Water Filter Plant #2 | 2013 | 1.8
Petroleum Liquids | Water Treatment 1 & 2 | 2010 | 5.2
Petroleum Liquids | Water Treatment Plant Generators | 2007 | 1.8
Petroleum Liquids | Waterford 1 & 2 | 2009 | 41
Petroleum Liquids | Waterloo | 1996 | 5.4
Petroleum Liquids | Waterloo Lundquist | 2000 | 18
Petroleum Liquids | Waterside Power, LLC | 2004 | 46.4
Petroleum Liquids | Waterside Power, LLC | 2006 | 23.2
Petroleum Liquids | Waverly Municipal Electric North Plant | 1993 | 7
Petroleum Liquids | Waverly Municipal Electric North Plant | 2015 | 7.2
Petroleum Liquids | Wayne IC | 1998 | 7
Petroleum Liquids | Webb Forging | 2003 | 5.8
Petroleum Liquids | Wellington | 1998 | 1
Petroleum Liquids | Wellington 1 | 2004 | 4
Petroleum Liquids | West Bend | 2013 | 2.5
Petroleum Liquids | West Diesel Generation Unit | 2006 | 4
Petroleum Liquids | West Liberty | 1982 | 3
Petroleum Liquids | West Liberty | 2004 | 11
Petroleum Liquids | West Receiving | 1998 | 1.8
Petroleum Liquids | Westbrook | 2003 | 2.3
Petroleum Liquids | Westside WWTP | 2005 | 1.8
Petroleum Liquids | Wilber | 1997 | 1.6
Petroleum Liquids | Willmar Municipal East Substation | 2000 | 6
Petroleum Liquids | Willmar Municipal SW Substation | 2000 | 6
Petroleum Liquids | Wilton | 1992 | 4.8
Petroleum Liquids | Wilton | 2002 | 4.4
Petroleum Liquids | Windom | 1980 | 3
Petroleum Liquids | Windom | 2001 | 5.4
Petroleum Liquids | Winston | 2001 | 50
Petroleum Liquids | Winter | 2002 | 5.6
Petroleum Liquids | Winterset | 2002 | 6
Petroleum Liquids | Wisner | 2010 | 3
Petroleum Liquids | Worthington | 2002 | 14
Petroleum Liquids | Wrangell | 1987 | 2.5
Petroleum Liquids | Wrangell | 2000 | 4
Petroleum Liquids | Wrangell | 2002 | 2
Petroleum Liquids | Wyandotte | 2007 | 5.4
Petroleum Liquids | Yakutat | 1999 | 1.4
Petroleum Liquids | Yakutat | 2007 | 1.2
Petroleum Liquids | Yakutat | 2012 | 1.2
Petroleum Liquids | Sand Point | 2000 | 2.5
Petroleum Liquids | Sand Point | 2010 | 0.5
Petroleum Liquids | Palaau Power Hybrid | 1982 | 2.5
Petroleum Liquids | Palaau Power Hybrid | 1985 | 5.1
Petroleum Liquids | Palaau Power Hybrid | 1991 | 0.9
Petroleum Liquids | Palaau Power Hybrid | 1996 | 6.6
Petroleum Liquids | Nantucket Hybrid | 2019 | 16.4
Petroleum Liquids | Kodiak Microgrid | 1981 | 7
Petroleum Liquids | Kodiak Microgrid | 2005 | 8.8
Petroleum Liquids | Port Lions Microgrid | 2017 | 0.5
Petroleum Liquids | Kotzebue Hybrid | 1987 | 1.1
Petroleum Liquids | Kotzebue Hybrid | 1992 | 3
Petroleum Liquids | Kotzebue Hybrid | 1994 | 2.8
Petroleum Liquids | Kotzebue Hybrid | 2006 | 2.8
Petroleum Liquids | Kotzebue Hybrid | 2013 | 1.4
Petroleum Liquids | Kotzebue Hybrid | 2016 | 0.7
Petroleum Liquids | Ocracoke Hybrid | 1991 | 3
Petroleum Liquids | Pebbly Beach Generating Station Hybrid | 1986 | 1.4
Petroleum Liquids | Pebbly Beach Generating Station Hybrid | 1995 | 2.8
Petroleum Liquids | Pebbly Beach Generating Station Hybrid | 2011 | 2.3
Petroleum Liquids | Nymans Plant Microgrid | 1994 | 2.5
Petroleum Liquids | Nymans Plant Microgrid | 2000 | 7.5
Petroleum Liquids | Alliant SBD0201 Ingredion | 2003 | 6.1
Petroleum Liquids | Walton Bainbridge Power Facility | 2000 | 80
Petroleum Liquids | Pineville Delivery 2 | 2006 | 1.8
Petroleum Liquids | Monterey Diesel Generation Facility | 2016 | 6
Petroleum Liquids | Oregon Clean Energy Center | 2017 | 1.5
Petroleum Liquids | Industrial Plant | 2016 | 41.7
Petroleum Liquids | Swampy Acres Microgrid | 2002 | 4
Petroleum Liquids | Swampy Acres Microgrid | 2015 | 4.4
Petroleum Liquids | Osawatomie Power Plant South Sub | 2017 | 6
Petroleum Liquids | Osawatomie Power Plant North Sub | 2018 | 6
Petroleum Liquids | Hurricane Creek Lift Station | 2004 | 2
Petroleum Liquids | CoreSite Real Estate 2972 Stender, L.P. | 2011 | 12
Petroleum Liquids | Klawock Power Generation Station | 2017 | 2.5
Petroleum Liquids | Slana Generating Station | 2016 | 0.8
Petroleum Liquids | Amana Society Service Company | 2001 | 21.6
Petroleum Liquids | MCRD Parris Island PV Hybrid | 2019 | 3.5
Petroleum Liquids | Farmers Electric Cooperative - Kalona | 2001 | 4
Petroleum Liquids | Farmers Electric Cooperative - Kalona | 2006 | 2
Petroleum Liquids | Wolf Creek Generator | 2014 | 1
Petroleum Liquids | West Water Street | 2018 | 10
Petroleum Liquids | Cuyahoga Falls 1 | 2018 | 9
Petroleum Liquids | Orange Street G1 | 2005 | 1.8
Petroleum Liquids | VPPSA Project 10 | 2010 | 47.2
Petroleum Liquids | Progress Drive Generation Station | 2016 | 1.8
Petroleum Liquids | Progress Drive Generation Station | 2019 | 1.8
Petroleum Liquids | Hank Nikkels Plant 1 | 2012 | 2
Petroleum Liquids | North Generation Plant | 2002 | 3.6
Petroleum Liquids | North Generation Plant | 2011 | 4.4
Petroleum Liquids | NewYork-Presbyterian Brooklyn Methodist Hospital | 2006 | 3.4
Petroleum Liquids | NewYork-Presbyterian Brooklyn Methodist Hospital | 2008 | 1
Solar Photovoltaic | 12 Applegate Solar LLC | 2012 | 1.5
Solar Photovoltaic | 145 Talmadge Solar | 2011 | 3.8
Solar Photovoltaic | 180 Raritan Solar | 2012 | 1.9
Solar Photovoltaic | 201 Sturbridge B | 2014 | 2
Solar Photovoltaic | 205 Sturbridge A | 2014 | 3
Solar Photovoltaic | 2081 Terzian Solar Project | 2014 | 1.2
Solar Photovoltaic | 2097 Helton Solar Project | 2014 | 1.5
Solar Photovoltaic | 2127 Harris Solar Project | 2014 | 1.3
Solar Photovoltaic | 24 Applegate Solar LLC | 2014 | 2.6
Solar Photovoltaic | 265 Pleasant Solar NG, LLC | 2014 | 1
Solar Photovoltaic | 4 Applegate Solar LLC | 2012 | 1.4
Solar Photovoltaic | 4Oaks | 2015 | 5
Solar Photovoltaic | 500 Virginia Solar | 2011 | 1
Solar Photovoltaic | 510 REPP One | 2014 | 1.3
Solar Photovoltaic | 651 Chase Solar NG | 2014 | 2.5
Solar Photovoltaic | Actus Lend Lease DMAFB | 2009 | 3
Solar Photovoltaic | Acushnet AD Makepeace | 2012 | 4.1
Solar Photovoltaic | Acushnet Hawes Reed Road | 2012 | 1
Solar Photovoltaic | Acushnet- High Hill | 2013 | 2.8
Solar Photovoltaic | Acushnet-Braley Road 1 | 2013 | 1.9
Solar Photovoltaic | Adams Community Solar Garden III LLC | 2015 | 1.2
Solar Photovoltaic | Adams Community Solar Garden LLC | 2015 | 1.2
Solar Photovoltaic | Adams Farm Solar | 2013 | 3
Solar Photovoltaic | Adelanto Solar II, LLC | 2015 | 7
Solar Photovoltaic | Adelanto Solar Project | 2012 | 6.8
Solar Photovoltaic | Adelanto Solar, LLC | 2015 | 20
Solar Photovoltaic | Adera Solar | 2015 | 20
Solar Photovoltaic | Advance Stores Company, Inc | 2014 | 1
Solar Photovoltaic | Aerojet I | 2009 | 3
Solar Photovoltaic | Aerojet II | 2010 | 2.2
Solar Photovoltaic | AFA Solar Farm | 2011 | 5.5
Solar Photovoltaic | Agawam Solar | 2012 | 1.5
Solar Photovoltaic | Agua Caliente Solar Project | 2012 | 226.7
Solar Photovoltaic | Agua Caliente Solar Project | 2014 | 121
Solar Photovoltaic | Agua Fria | 2001 | 0.2
Solar Photovoltaic | Airport 1 Solar (DIA) | 2009 | 1.5
Solar Photovoltaic | Alamo Solar | 2015 | 20
Solar Photovoltaic | Alamogordo Solar Energy Center | 2011 | 5
Solar Photovoltaic | Albemarle Solar Center LLC | 2014 | 5
Solar Photovoltaic | Albertson Solar LLC | 2015 | 5
Solar Photovoltaic | Albuquerque Solar Energy Center | 2011 | 2
Solar Photovoltaic | Alethea I | 2011 | 2.8
Solar Photovoltaic | Algonquin SKIC20 Solar LLC | 2015 | 20
Solar Photovoltaic | Alpaugh 50 | 2012 | 50
Solar Photovoltaic | Alpaugh North | 2012 | 20
Solar Photovoltaic | Alpine Solar | 2013 | 66
Solar Photovoltaic | AM Best Farm | 2013 | 5
Solar Photovoltaic | AMP Napoleon Solar Facility | 2012 | 3.5
Solar Photovoltaic | Anaheim Solar Energy Plant | 2014 | 2.1
Solar Photovoltaic | Anderson Farm LLC | 2014 | 1.9
Solar Photovoltaic | Andrew Solar | 2015 | 5
Solar Photovoltaic | Angel Solar | 2015 | 5
Solar Photovoltaic | Angier Farm | 2013 | 5
Solar Photovoltaic | Antares-GRE 314 East Lyme LLC | 2014 | 4
Solar Photovoltaic | Anthony Wayne Solar #1 | 2014 | 1.7
Solar Photovoltaic | AP North Lake I, LP | 2015 | 20
Solar Photovoltaic | Apex Solar PV Power Project | 2012 | 20
Solar Photovoltaic | Apple One | 2015 | 5
Solar Photovoltaic | Aqua Ingrams Mill | 2009 | 1
Solar Photovoltaic | Ararat Rock Solar, LLC | 2012 | 3.5
Solar Photovoltaic | Arba Solar, LLC | 2014 | 2
Solar Photovoltaic | Arizona Western College PV | 2011 | 3.7
Solar Photovoltaic | Arizona Western College PV | 2015 | 1
Solar Photovoltaic | Arlington Valley Solar Energy II | 2013 | 129
Solar Photovoltaic | Arndt Farm | 2012 | 5
Solar Photovoltaic | Arrache 4006 | 2013 | 2
Solar Photovoltaic | Arrache 4013 | 2013 | 1.5
Solar Photovoltaic | Arrache 8083 | 2013 | 4
Solar Photovoltaic | Ashley Solar Farm | 2015 | 4
Solar Photovoltaic | Aspen Solar, LLC | 2015 | 5
Solar Photovoltaic | ASTI | 2009 | 1
Solar Photovoltaic | Atwell Island | 2013 | 20.2
Solar Photovoltaic | Atwell Island West Solar | 2015 | 20
Solar Photovoltaic | Augustus Farm, LLC | 2015 | 4.9
Solar Photovoltaic | AV Solar Ranch One | 2014 | 253
Solar Photovoltaic | Avalon Solar | 2014 | 29
Solar Photovoltaic | Avenal Park | 2011 | 6
Solar Photovoltaic | Avra Valley Solar | 2013 | 25
Solar Photovoltaic | Axio Green LLC | 2012 | 2
Solar Photovoltaic | Ayers Village Solar | 2014 | 2
Solar Photovoltaic | Azalea Solar, LLC | 2013 | 7.7
Solar Photovoltaic | Back River Waste Water Treatment | 2012 | 0.8
Solar Photovoltaic | Badger 1 | 2013 | 14.8
Solar Photovoltaic | Bailey Farm LLC | 2013 | 5
Solar Photovoltaic | Bakersfield 111 | 2015 | 1.4
Solar Photovoltaic | Baldock Solar Highway | 2012 | 1.4
Solar Photovoltaic | Balsam | 2015 | 5
Solar Photovoltaic | Barilla Solar | 2015 | 30.2
Solar Photovoltaic | Barnstable Landfill | 2014 | 4
Solar Photovoltaic | Barre II Solar Project | 2014 | 1.5
Solar Photovoltaic | Barton Solar Farm | 2014 | 1.9
Solar Photovoltaic | Battleboro Farm | 2016 | 5.2
Solar Photovoltaic | Battleground | 2013 | 3.5
Solar Photovoltaic | BBB Corporate Headquarters | 2010 | 1
Solar Photovoltaic | Bear Creek Solar | 2014 | 1.5
Solar Photovoltaic | Bear Creek Solar | 2017 | 2
Solar Photovoltaic | BearPond Solar Center LLC | 2014 | 4.8
Solar Photovoltaic | Beaufort Solar, LLC | 2015 | 15
Solar Photovoltaic | Beaver Solar LLC | 2012 | 1.3
Solar Photovoltaic | Bellevue Solar Project | 2011 | 1.6
Solar Photovoltaic | Bellingham PV | 2013 | 3
Solar Photovoltaic | Belmont | 2015 | 3.8
Solar Photovoltaic | Belwood Farm | 2012 | 4
Solar Photovoltaic | Beringer | 2009 | 1.2
Solar Photovoltaic | Berkley East Solar LLC | 2013 | 3
Solar Photovoltaic | Berkshire 1 | 2011 | 1.8
Solar Photovoltaic | Berry Plastics Solar | 2013 | 9.8
Solar Photovoltaic | Beryl Solar Plant | 2015 | 3
Solar Photovoltaic | Bethel Price Solar, LLC | 2014 | 5
Solar Photovoltaic | Bethel Solar | 2015 | 5
Solar Photovoltaic | Beulaville | 2013 | 2
Solar Photovoltaic | Beverly | 2014 | 2
Solar Photovoltaic | BG Stewart Solar Farm, LLC | 2015 | 5
Solar Photovoltaic | Big Bend | 2017 | 19.8
Solar Photovoltaic | Biscoe Solar LLC | 2014 | 5
Solar Photovoltaic | Bizzell Church Solar 1, LLC | 2015 | 5.2
Solar Photovoltaic | Black Cap Solar Plant | 2012 | 2
Solar Photovoltaic | Black Mountain Solar LLC | 2012 | 9
Solar Photovoltaic | BlackRock-Matrix | 2012 | 2.5
Solar Photovoltaic | Bladenboro Farm | 2013 | 5
Solar Photovoltaic | Blue Sky One | 2012 | 1.3
Solar Photovoltaic | Blue Wing Solar Energy Generation | 2010 | 13.9
Solar Photovoltaic | BlueWave Capital - Grafton (SREC II) | 2015 | 1.3
Solar Photovoltaic | Bolthouse S&P and Rowen Farms Solar | 2008 | 1.2
Solar Photovoltaic | Bolton Farm | 2013 | 5
Solar Photovoltaic | Bolton PV | 2013 | 4.9
Solar Photovoltaic | Boseman Solar Center LLC | 2014 | 5
Solar Photovoltaic | Boston Scientific Solar | 2012 | 1.1
Solar Photovoltaic | Bourne (MA) - Holliston I | 2014 | 2.3
Solar Photovoltaic | Bradley PV1 | 2015 | 5
Solar Photovoltaic | Braley Road 2 | 2015 | 2.6
Solar Photovoltaic | BRE | 2015 | 5
Solar Photovoltaic | Brentwood Solar | 2011 | 1
Solar Photovoltaic | Brewster Landfill | 2014 | 1
Solar Photovoltaic | Brighton PV Solar Plant | 2012 | 1.8
Solar Photovoltaic | Broadway Solar Center, LLC | 2014 | 5
Solar Photovoltaic | Brockelman | 2013 | 3
Solar Photovoltaic | Brookside | 2015 | 1
Solar Photovoltaic | Browne Solar LLC | 2014 | 1
Solar Photovoltaic | Bruce A Henry Solar Farm | 2013 | 4
Solar Photovoltaic | Bryan Solar Field | 2012 | 2.1
Solar Photovoltaic | Bryan Solar, LLC | 2013 | 10
Solar Photovoltaic | Buckeye Union HS District 201 | 2011 | 3.3
Solar Photovoltaic | Buckhorn Solar Plant | 2015 | 3
Solar Photovoltaic | Buddy Solar | 2015 | 4
Solar Photovoltaic | Butler Plaza | 2010 | 1.2
Solar Photovoltaic | Butler Solar Power Project | 2014 | 2.8
Solar Photovoltaic | Butler-Warner Generation Plant | 2019 | 1
Solar Photovoltaic | California PV Energy at ISD WWTP | 2014 | 1
Solar Photovoltaic | California Valley Solar Ranch | 2012 | 21
Solar Photovoltaic | California Valley Solar Ranch | 2013 | 228.8
Solar Photovoltaic | Calpine Vineland Solar LLC | 2009 | 4.1
Solar Photovoltaic | CalRenew-1 | 2010 | 5
Solar Photovoltaic | Calverton | 2015 | 3
Solar Photovoltaic | Camilla Solar Plant | 2013 | 16
Solar Photovoltaic | Camp Lejeune Solar | 2015 | 12.8
Solar Photovoltaic | Camp Solar Plant | 2013 | 2.4
Solar Photovoltaic | Campo Verde Solar | 2013 | 147.4
Solar Photovoltaic | Cantua Solar Station | 2012 | 20
Solar Photovoltaic | Carrier Clinic | 2009 | 1.5
Solar Photovoltaic | Carson Solar I | 2007 | 2
Solar Photovoltaic | Carter PV1 | 2014 | 5
Solar Photovoltaic | Cascade Solar | 2014 | 18.5
Solar Photovoltaic | Castalia Solar | 2014 | 2
Solar Photovoltaic | Catalina Solar 2, LLC | 2015 | 18
Solar Photovoltaic | Catalina Solar LLC | 2012 | 110
Solar Photovoltaic | CBC Solar Energy Gen Fac Phase 2 | 2013 | 2.5
Solar Photovoltaic | CCBC-Catonsville | 2015 | 1.6
Solar Photovoltaic | CCMUA | 2012 | 1.5
Solar Photovoltaic | CDCR (CA) - Pleasant Valley State Prison | 2014 | 1.2
Solar Photovoltaic | Cecil County CCVT HS | 2015 | 2
Solar Photovoltaic | Cedar Solar, LLC | 2015 | 5
Solar Photovoltaic | Cedar Valley Solar Plant | 2015 | 3
Solar Photovoltaic | Celina Solar Project #1, LLC | 2012 | 4
Solar Photovoltaic | Centinela Solar Energy | 2013 | 129.2
Solar Photovoltaic | Centinela Solar Energy | 2014 | 45.6
Solar Photovoltaic | CES Sterling LLC | 2013 | 2
Solar Photovoltaic | CES VMT Solar | 2015 | 1.1
Solar Photovoltaic | Chadbourn Farm | 2012 | 5
Solar Photovoltaic | Charlotte Solar | 2015 | 5
Solar Photovoltaic | Charlotte Solar LLC VT | 2014 | 2
Solar Photovoltaic | Chatham Landfill | 2014 | 1.5
Solar Photovoltaic | Chauncey Farm LLC | 2014 | 4.9
Solar Photovoltaic | Cherry Hill | 2010 | 1.1
Solar Photovoltaic | Chester Power Partners | 2014 | 2.2
Solar Photovoltaic | Chester Solar Farm | 2014 | 4.8
Solar Photovoltaic | Chicopee Granby Road Solar | 2015 | 1.6
Solar Photovoltaic | Chicopee River Solar | 2015 | 2
Solar Photovoltaic | Chicopee Solar | 2013 | 3
Solar Photovoltaic | Chimes West Friendship (Nixon Farms) | 2014 | 1.2
Solar Photovoltaic | Chino Solar Valley | 2012 | 19
Solar Photovoltaic | Chittenden County Solar Partners | 2011 | 2.2
Solar Photovoltaic | Choco Solar, LLC | 2014 | 5
Solar Photovoltaic | Chocowinity Solar LLC | 2014 | 5
Solar Photovoltaic | Christmas Tree Shops DC Burlington NJ | 2011 | 2.1
Solar Photovoltaic | Chuckawalla Solar | 2012 | 4
Solar Photovoltaic | Chuckawalla Valley State Prison | 2006 | 1
Solar Photovoltaic | Cibola | 2015 | 7.6
Solar Photovoltaic | CID Solar, LLC | 2014 | 20
Solar Photovoltaic | Cimarron Solar Facility | 2010 | 30.6
Solar Photovoltaic | Cirrus Solar LLC | 2014 | 5
Solar Photovoltaic | Citizen B | 2015 | 5
Solar Photovoltaic | City & County of Denver at Denver Int'l | 2011 | 3.4
Solar Photovoltaic | City of Boulder WWTP | 2010 | 1
Solar Photovoltaic | City of Madera WWTP | 2009 | 1.2
Solar Photovoltaic | City of Truth or Consequences PV | 2015 | 1.9
Solar Photovoltaic | Claire Solar Farm | 2014 | 2.2
Solar Photovoltaic | Clarendon Solar Farm | 2014 | 2
Solar Photovoltaic | Clarkson Solar | 2014 | 2
Solar Photovoltaic | Clarkstown Landfill Solar Facility | 2014 | 2
Solar Photovoltaic | Cloverdale Solar I | 2014 | 1.5
Solar Photovoltaic | CM10 | 2008 | 10
Solar Photovoltaic | CM48 | 2010 | 48
Solar Photovoltaic | CNE at Cambridge MD | 2015 | 3.2
Solar Photovoltaic | Cogenra - TEP | 2014 | 1
Solar Photovoltaic | Cogentrix of Alamosa | 2012 | 30
Solar Photovoltaic | Cohalan | 2012 | 4
Solar Photovoltaic | Colleton Solar Farm | 2013 | 2.5
Solar Photovoltaic | Colon PV | 2015 | 1.3
Solar Photovoltaic | Colton Solar One, LLC | 2015 | 2.5
Solar Photovoltaic | Colton Solar Two, LLC | 2015 | 1
Solar Photovoltaic | Columbia Solar Energy, LLC | 2015 | 19.2
Solar Photovoltaic | Community Solar 1 | 2014 | 5.7
Solar Photovoltaic | Concord Farm | 2011 | 4.5
Solar Photovoltaic | Concord Solar Farm | 2014 | 1.5
Solar Photovoltaic | Conetoe II Solar, LLC | 2015 | 80
Solar Photovoltaic | Conetoe Solar | 2015 | 5
Solar Photovoltaic | Constellation New Energy Inc | 2011 | 3.9
Solar Photovoltaic | Copper Mountain Solar 2 | 2012 | 94
Solar Photovoltaic | Copper Mountain Solar 2 | 2015 | 60
Solar Photovoltaic | Copper Mountain Solar 3 | 2014 | 210
Solar Photovoltaic | Copper Mountain Solar 3 | 2015 | 45
Solar Photovoltaic | Corcoran | 2014 | 1.1
Solar Photovoltaic | Corcoran Solar | 2013 | 20
Solar Photovoltaic | Corcoran Solar 2 | 2015 | 19.8
Solar Photovoltaic | Cornell Geneva Solar Farm | 2015 | 2
Solar Photovoltaic | Cornell Snyder Road Solar Array | 2014 | 1.8
Solar Photovoltaic | Cornerstone Power Holmdel LLC | 2013 | 3
Solar Photovoltaic | Cornerstone Power Vineland I LLC | 2012 | 3.1
Solar Photovoltaic | Coronal Lost Hills | 2015 | 20
Solar Photovoltaic | Coronus Adelanto West 1 | 2015 | 1.5
Solar Photovoltaic | Coronus Adelanto West 2 | 2015 | 1.5
Solar Photovoltaic | Cottage Street Solar Facility | 2014 | 3.2
Solar Photovoltaic | Coventry Photovoltaic, LLC | 2014 | 2.2
Solar Photovoltaic | Cranbury | 2011 | 5
Solar Photovoltaic | Crayola Solar Project | 2010 | 1
Solar Photovoltaic | Crayola Solar Project | 2011 | 1
Solar Photovoltaic | Crayola Solar Project | 2012 | 0.8
Solar Photovoltaic | Creswell Alligood Solar, LLC | 2015 | 14
Solar Photovoltaic | Crockett Farm | 2014 | 5
Solar Photovoltaic | CS Murphy Point, LLC | 2011 | 1
Solar Photovoltaic | CSD 2 - Heritage High | 2013 | 1.3
Solar Photovoltaic | CSD 2- Freedom High | 2013 | 0.9
Solar Photovoltaic | CSU Fresno Solar Project | 2007 | 1
Solar Photovoltaic | CU Solar Plant | 2013 | 1.8
Solar Photovoltaic | Cummins, Inc | 2015 | 1.8
Solar Photovoltaic | Currin Solar, LLC | 2015 | 5.2
Solar Photovoltaic | Dalton 2 | 2014 | 6.5
Solar Photovoltaic | Daniel Farm LLC | 2014 | 5
Solar Photovoltaic | Dartmouth | 2014 | 6.3
Solar Photovoltaic | Dartmouth II Solar | 2012 | 2
Solar Photovoltaic | Dartmouth Landfill | 2013 | 1.1
Solar Photovoltaic | Dartmouth Solar | 2011 | 1.6
Solar Photovoltaic | Davis Monthan AFB (AZ) West Airfield | 2014 | 12.6
Solar Photovoltaic | DD Fayetteville Solar NC LLC | 2015 | 23.1
Solar Photovoltaic | DD Hay Road Solar 23 LLC | 2015 | 1.2
Solar Photovoltaic | DE Solar 10240 Old Dowd Rd | 2010 | 1.9
Solar Photovoltaic | DE Solar 1725 Drywall Dr | 2010 | 1
Solar Photovoltaic | DE Solar 657 Brigham Rd | 2010 | 1.3
Solar Photovoltaic | Decatur County Solar Project | 2015 | 20
Solar Photovoltaic | Decatur Parkway Solar Project, LLC | 2015 | 80
Solar Photovoltaic | Deer Park | 2012 | 2.5
Solar Photovoltaic | Dement Farm LLC | 2013 | 5
Solar Photovoltaic | Deming Solar Energy Center | 2011 | 5
Solar Photovoltaic | Deming Solar Energy Center | 2013 | 4
Solar Photovoltaic | Dennis Landfill | 2014 | 5
Solar Photovoltaic | Dennison | 2011 | 2
Solar Photovoltaic | Denver Int Airport | 2008 | 1.9
Solar Photovoltaic | Denver Intl Airport IV Solar | 2014 | 1.5
Solar Photovoltaic | Depot Park Solar System | 2010 | 3
Solar Photovoltaic | Desert Green Solar Farm LLC | 2014 | 6.3
Solar Photovoltaic | Desert Hot Springs Solar | 2013 | 2.3
Solar Photovoltaic | Desert Sunlight 250, LLC | 2013 | 116
Solar Photovoltaic | Desert Sunlight 250, LLC | 2014 | 133.7
Solar Photovoltaic | Desert Sunlight 300, LLC | 2013 | 201.5
Solar Photovoltaic | Desert Sunlight 300, LLC | 2014 | 112.2
Solar Photovoltaic | DeSoto Next Generation Solar Energy | 2009 | 25
Solar Photovoltaic | Dessie Solar Center LLC | 2014 | 4.8
Solar Photovoltaic | Devens | 2014 | 3
Solar Photovoltaic | Diamond Valley Solar Project | 2015 | 1.3
Solar Photovoltaic | Dibrell Farm | 2013 | 5
Solar Photovoltaic | Division 1 | 2014 | 1.5
Solar Photovoltaic | Division 2 | 2014 | 1
Solar Photovoltaic | Division 3 | 2014 | 1
Solar Photovoltaic | Dixon Dairy Road Solar | 2011 | 4
Solar Photovoltaic | Dogwood Solar, LLC | 2014 | 20
Solar Photovoltaic | Domino Farms Solar | 2015 | 1
Solar Photovoltaic | Dorchester Solar Site | 2012 | 1
Solar Photovoltaic | Douglas Solar | 2012 | 2
Solar Photovoltaic | Dover Sun Park | 2011 | 10
Solar Photovoltaic | Dow Jones South Brunswick Solar | 2010 | 2.2
Solar Photovoltaic | Dow Jones South Brunswick Solar | 2011 | 1.4
Solar Photovoltaic | Downs Farm Solar | 2015 | 5
Solar Photovoltaic | Dragstrip Farm | 2014 | 5
Solar Photovoltaic | DSH (CA) - Coalinga State Hospital | 2014 | 2
Solar Photovoltaic | Duke Building 129 | 2014 | 3.4
Solar Photovoltaic | Duke Building 87 | 2014 | 2.7
Solar Photovoltaic | Duke Building 98 | 2014 | 2.7
Solar Photovoltaic | Dunn | 2012 | 2
Solar Photovoltaic | Duplin Solar LLC | 2013 | 5
Solar Photovoltaic | Durham Solar | 2015 | 3.5
Solar Photovoltaic | E W Brown | 2016 | 13
Solar Photovoltaic | E&B Resources | 2013 | 1
Solar Photovoltaic | EAFB - North Base | 2012 | 1
Solar Photovoltaic | EAFB - South Base | 2012 | 1
Solar Photovoltaic | Eagle Springs Solar LLC | 2013 | 1
Solar Photovoltaic | East Chicago | 2013 | 2
Solar Photovoltaic | East Wayne Solar LLC | 2014 | 2
Solar Photovoltaic | Easthampton Landfill-City of Easthampton | 2012 | 1.9
Solar Photovoltaic | Easton Landfill | 2013 | 1.6
Solar Photovoltaic | Eastover Farm | 2014 | 5
Solar Photovoltaic | EBZ Solar | 2013 | 2.5
Solar Photovoltaic | Eden Solar LLC | 2015 | 47.7
Solar Photovoltaic | EDF Lancaster | 2014 | 4.5
Solar Photovoltaic | Edwards Air Force Base | 2011 | 3
Solar Photovoltaic | ELACC Photovoltaic Power Facility | 2008 | 1
Solar Photovoltaic | Elkton Solar | 2015 | 1.6
Solar Photovoltaic | Ellerbe | 2013 | 2
Solar Photovoltaic | Elliana Solar | 2015 | 5
Solar Photovoltaic | Elm Solar, LLC | 2015 | 5
Solar Photovoltaic | Enerparc CA1 LLC | 2014 | 1.5
Solar Photovoltaic | Engelhard Solar LLC | 2012 | 0.8
Solar Photovoltaic | Erwin Farm | 2014 | 5
Solar Photovoltaic | ESA Selma | 2015 | 1.8
Solar Photovoltaic | ETS Ewing Solar Facility | 2010 | 1.3
Solar Photovoltaic | Eubank Landfill Solar Array | 2013 | 2
Solar Photovoltaic | Everetts Wildcat Solar, LLC | 2015 | 5
Solar Photovoltaic | Exelon Solar Chicago | 2009 | 9
Solar Photovoltaic | Exeter Solar | 2014 | 3.5
Solar Photovoltaic | Expressway Solar A | 2014 | 2
Solar Photovoltaic | Expressway Solar B | 2014 | 2
Solar Photovoltaic | Expressway Solar C2 | 2014 | 1.5
Solar Photovoltaic | FAA NorCal TRACON | 2012 | 1
Solar Photovoltaic | Facile Solar | 2015 | 2
Solar Photovoltaic | Fairmont-FLS 100 | 2013 | 4
Solar Photovoltaic | Fairview Farms Solar | 2014 | 2
Solar Photovoltaic | Faison Solar | 2015 | 2
Solar Photovoltaic | Farmersville | 2014 | 4.5
Solar Photovoltaic | Farrington Farm | 2012 | 1
Solar Photovoltaic | FedEx Field Solar Facility | 2011 | 2
Solar Photovoltaic | FedEx Woodbridge | 2009 | 2
Solar Photovoltaic | Fiddler's Canyon #1 | 2015 | 3
Solar Photovoltaic | Fiddler's Canyon #2 | 2015 | 3
Solar Photovoltaic | Fiddler's Canyon 3 | 2015 | 3
Solar Photovoltaic | Fisher Road Solar | 2015 | 4.6
Solar Photovoltaic | Five Points Solar Station | 2011 | 15
Solar Photovoltaic | Flash Solar | 2015 | 5
Solar Photovoltaic | Flemington Solar | 2011 | 8
Solar Photovoltaic | Flemming Solar Center LLC | 2014 | 5
Solar Photovoltaic | FLS Solar 170, LLC | 2014 | 2
Solar Photovoltaic | FLS Solar 200, LLC | 2014 | 4.3
Solar Photovoltaic | FLS Solar 230 (Warren) | 2015 | 4.8
Solar Photovoltaic | Forbes Street Solar | 2013 | 3
Solar Photovoltaic | Ford World Headquarters | 2015 | 1
Solar Photovoltaic | Forever 21 Retail, Inc. | 2015 | 1.6
Solar Photovoltaic | Fort Benning Solar Facility | 2015 | 30
Solar Photovoltaic | Fort Huachuca Solar PV Project | 2014 | 13.6
Solar Photovoltaic | Fort Huachuca Solar PV Project | 2017 | 4.1
Solar Photovoltaic | Foxfire Solar Farm | 2015 | 5
Solar Photovoltaic | Franklin 1 | 2013 | 3
Solar Photovoltaic | Franklin 2 | 2013 | 4
Solar Photovoltaic | Franklin Solar 2 | 2014 | 2
Solar Photovoltaic | Franklin Solar, LLC | 2013 | 2
Solar Photovoltaic | Freetown Solar | 2015 | 4.5
Solar Photovoltaic | Frenchtown I Solar | 2012 | 3
Solar Photovoltaic | Frenchtown II Solar | 2011 | 3
Solar Photovoltaic | Frenchtown III Solar | 2013 | 7.9
Solar Photovoltaic | Fresno Solar | 2015 | 3
Solar Photovoltaic | FRV SI Transport Solar LP | 2010 | 1
Solar Photovoltaic | G&S Wantage Solar LLC | 2014 | 8.5
Solar Photovoltaic | Gardner Solar 1 | 2014 | 2
Solar Photovoltaic | Garrell Solar Farm | 2013 | 5
Solar Photovoltaic | Gates Solar LLC | 2015 | 5
Solar Photovoltaic | Gates Solar Station | 2013 | 20
Solar Photovoltaic | Gato Montes Solar, LLC | 2012 | 5
Solar Photovoltaic | General Motors Corp at White Marsh MD | 2011 | 1
Solar Photovoltaic | Geneseo | 2015 | 1.2
Solar Photovoltaic | Georgia Power at Wadley GA | 2014 | 1
Solar Photovoltaic | Germantown Solar, LLC | 2015 | 1.5
Solar Photovoltaic | Giffen | 2012 | 10
Solar Photovoltaic | Gilbert Solar Facility I, LLC | 2011 | 2
Solar Photovoltaic | GKS Solar | 2015 | 5
Solar Photovoltaic | Golden Springs Building C-1 | 2012 | 1.2
Solar Photovoltaic | Golden Springs Building D | 2012 | 1.3
Solar Photovoltaic | Grafton Solar | 2013 | 1.5
Solar Photovoltaic | Graham Solar Center LLC | 2014 | 4.8
Solar Photovoltaic | Grand Ridge Solar Farm | 2012 | 20
Solar Photovoltaic | Granite Peak Solar Plant | 2015 | 3
Solar Photovoltaic | Granville Solar PV Power Project | 2012 | 2.5
Solar Photovoltaic | Grassland 1&2 Solar Project | 2013 | 2.5
Solar Photovoltaic | Grassland 3&4 Solar Project | 2013 | 2.5
Solar Photovoltaic | Greater Sandhill I | 2010 | 19
Solar Photovoltaic | Green Acres Solar Facility 1 | 2012 | 3
Solar Photovoltaic | Green Acres Solar Facility 2 | 2012 | 1
Solar Photovoltaic | Green Meadows | 2014 | 3.5
Solar Photovoltaic | Greenville Solar Plant | 2015 | 2.2
Solar Photovoltaic | Greenwood (MO) | 2016 | 3
Solar Photovoltaic | Gridley Main | 2013 | 1
Solar Photovoltaic | Gridley Main Two | 2013 | 2.5
Solar Photovoltaic | Griffith | 2013 | 2
Solar Photovoltaic | Groveland Solar | 2012 | 3.2
Solar Photovoltaic | GSE NM1 | 2011 | 2.3
Solar Photovoltaic | GSK York RDC Solar Facility | 2010 | 2.6
Solar Photovoltaic | Guernsey Solar Station | 2013 | 20
Solar Photovoltaic | Halifax | 2014 | 20
Solar Photovoltaic | Hall's Warehouse Solar Project | 2009 | 1.6
Solar Photovoltaic | Hamilton Solar-Crosswicks | 2011 | 7.5
Solar Photovoltaic | Hampden | 2015 | 3.2
Solar Photovoltaic | Hanford 1 and 2 | 2014 | 3
Solar Photovoltaic | Hanover | 2015 | 5
Solar Photovoltaic | Hardwick-Athol & Eagle Hill | 2015 | 2.8
Solar Photovoltaic | Harmon DC Totowa NJ | 2012 | 1.5
Solar Photovoltaic | Harmony | 2015 | 3
Solar Photovoltaic | Harrell's Hill Solar Center LLC | 2015 | 5
Solar Photovoltaic | Harwich Landfill | 2014 | 4
Solar Photovoltaic | Hatch Solar Energy Center I, LLC | 2011 | 5
Solar Photovoltaic | Haverhill Solar Power Project | 2010 | 1
Solar Photovoltaic | Haynes Farm | 2013 | 5
Solar Photovoltaic | Hayworth Solar | 2015 | 27
Solar Photovoltaic | HCE Johnston I, LLC | 2015 | 1.9
Solar Photovoltaic | Heber Solar | 2014 | 10.9
Solar Photovoltaic | Heliocentric | 2012 | 1.5
Solar Photovoltaic | Heller Industrial Parks | 2011 | 2.7
Solar Photovoltaic | Heller Industrial Parks | 2012 | 1.1
Solar Photovoltaic | Heller Industrial Parks | 2013 | 0.8
Solar Photovoltaic | Herbert Farm Solar | 2012 | 5.5
Solar Photovoltaic | Hesperia | 2014 | 1.5
Solar Photovoltaic | Hickory Ridge Landfill Solar Project | 2011 | 0.6
Solar Photovoltaic | Highland Solar Center LLC | 2015 | 5
Solar Photovoltaic | Highwater Solar I | 2015 | 4.9
Solar Photovoltaic | HMW Minster PV I | 2015 | 3
Solar Photovoltaic | Hobart Solar, LLC | 2012 | 1
Solar Photovoltaic | Hollister Solar LLC | 2014 | 1.5
Solar Photovoltaic | Holstein Plant | 2015 | 20
Solar Photovoltaic | Holyoke Solar Cooperative at Mueller | 2011 | 2.7
Solar Photovoltaic | Hooper Solar | 2015 | 52
Solar Photovoltaic | Horn | 2013 | 1.5
Solar Photovoltaic | Houghton | 2015 | 2
Solar Photovoltaic | Howell Midland Farm, LLC | 2015 | 4.9
Solar Photovoltaic | Hunt Farm Solar | 2013 | 3
Solar Photovoltaic | Huron Solar Station | 2012 | 20
Solar Photovoltaic | Hutchinson Farm | 2014 | 5
Solar Photovoltaic | IMPA Crawfordsville Solar Park | 2015 | 3
Solar Photovoltaic | IMPA Frankton Solar Park | 2014 | 1
Solar Photovoltaic | IMPA Pendleton Solar Park | 2015 | 2
Solar Photovoltaic | IMPA Peru Solar Park | 2015 | 3
Solar Photovoltaic | IMPA Rensselaer Solar Park | 2014 | 1
Solar Photovoltaic | IMPA Richmond Solar Park | 2014 | 1
Solar Photovoltaic | IMPA Tell City Solar Park | 2015 | 1.1
Solar Photovoltaic | Imperial Solar Energy Center South | 2013 | 128.9
Solar Photovoltaic | Imperial Valley Solar Company 1 LLC | 2012 | 23
Solar Photovoltaic | Imperial Valley Solar, LLC | 2013 | 165.6
Solar Photovoltaic | Imperial Valley Solar, LLC | 2014 | 34.3
Solar Photovoltaic | IND Solar Farm (Phase IIA) | 2014 | 7.5
Solar Photovoltaic | Indian Hill Solar LLC | 2014 | 1
Solar Photovoltaic | Indian Orchard PV Facility | 2011 | 1.9
Solar Photovoltaic | Indianapolis Motor Speedway Solar PV | 2014 | 9
Solar Photovoltaic | Industry MetroLink PV 1 | 2012 | 1.5
Solar Photovoltaic | Industry Solar Power Generation Station 1 LLC | 2013 | 1.5
Solar Photovoltaic | Indy Grocers | 2015 | 1
Solar Photovoltaic | INDY III | 2015 | 2.5
Solar Photovoltaic | Indy Solar I, LLC | 2013 | 10
Solar Photovoltaic | Indy Solar II, LLC | 2013 | 10.1
Solar Photovoltaic | Indy Solar III, LLC | 2013 | 8.6
Solar Photovoltaic | Innovative Solar 10 | 2015 | 1.5
Solar Photovoltaic | Innovative Solar 14, LLC | 2014 | 2
Solar Photovoltaic | Innovative Solar 15, LLC | 2014 | 2
Solar Photovoltaic | Innovative Solar 16 | 2015 | 2
Solar Photovoltaic | Innovative Solar 18, LLC | 2015 | 1.9
Solar Photovoltaic | Innovative Solar 23 | 2015 | 1.9
Solar Photovoltaic | Innovative Solar 26, LLC | 2015 | 1.9
Solar Photovoltaic | Innovative Solar 44 | 2015 | 4.9
Solar Photovoltaic | Innovative Solar 48 | 2015 | 4.9
Solar Photovoltaic | Integrys MA Solar, LLC - Ashburnham Site | 2013 | 2.9
Solar Photovoltaic | Intel Folsom | 2010 | 1
Solar Photovoltaic | Intel Folsom Phase 2 | 2012 | 1
Solar Photovoltaic | Ironwood Solar LLC | 2012 | 4
Solar Photovoltaic | ISH Solar Central, LLC | 2011 | 1.4
Solar Photovoltaic | ISH Solar Hospital Downey | 2011 | 1.1
Solar Photovoltaic | ISH Solar Hospital SDMC | 2011 | 1.1
Solar Photovoltaic | Ivanhoe Solar | 2014 | 3.5
Solar Photovoltaic | Jacksonville Solar | 2010 | 12.6
Solar Photovoltaic | Jacobstown | 2014 | 5
Solar Photovoltaic | Jakana Solar | 2014 | 5
Solar Photovoltaic | Jefferson Solar Park | 2013 | 1
Solar Photovoltaic | Jersey Gardens Phase 1 | 2011 | 1.7
Solar Photovoltaic | Jersey Gardens Phase 2 | 2012 | 2.3
Solar Photovoltaic | Jewish Community Center PV | 2012 | 1.1
Solar Photovoltaic | JMB Mcguire-Dix-Lakehurst Solar Project | 2013 | 11.4
Solar Photovoltaic | Johnson Matthey, Inc. Solar | 2011 | 4
Solar Photovoltaic | Johnston Solar | 2015 | 1.5
Solar Photovoltaic | Kalaeloa Renewable Energy Park | 2014 | 5
Solar Photovoltaic | Kalaeloa Solar Two | 2012 | 5
Solar Photovoltaic | Kapaa Photovoltaic Project | 2010 | 1
Solar Photovoltaic | Kapolei Solar Energy Park | 2012 | 1
Solar Photovoltaic | Katama Farm | 2014 | 1
Solar Photovoltaic | Kelford | 2015 | 20
Solar Photovoltaic | Kelford | 2016 | 5
Solar Photovoltaic | Kenansville | 2013 | 2
Solar Photovoltaic | Kenansville Solar Farm, LLC | 2014 | 4.5
Solar Photovoltaic | Kent County - Worton Complex | 2012 | 1
Solar Photovoltaic | Kent County Wastewater Treatment Solar | 2011 | 1.2
Solar Photovoltaic | Kent County-Kennedyville | 2012 | 1
Solar Photovoltaic | Kettering Solar 1 | 2014 | 1
Solar Photovoltaic | Kettering Solar 2 | 2014 | 1
Solar Photovoltaic | Kettleman Solar -Centaurus | 2015 | 20
Solar Photovoltaic | Kettleman Solar Project | 2014 | 1
Solar Photovoltaic | Keystone Solar | 2012 | 5
Solar Photovoltaic | Kingman 1 | 2011 | 0.5
Solar Photovoltaic | Kingsburg Solar | 2013 | 3.7
Solar Photovoltaic | Kinsley Landfill Solar | 2015 | 8.6
Solar Photovoltaic | Kinston | 2014 | 2
Solar Photovoltaic | Kinston Solar | 2015 | 5
Solar Photovoltaic | Kit Carson | 2012 | 1.3
Solar Photovoltaic | Kohls San Bernardino Solar Facility | 2007 | 1
Solar Photovoltaic | KRS II Koloa Solar | 2014 | 12
Solar Photovoltaic | KS Solar Six LLC | 2013 | 2
Solar Photovoltaic | L&D Landfill Solar | 2015 | 10
Solar Photovoltaic | L-8 Solar Project | 2012 | 1.5
Solar Photovoltaic | La Joya Del Sol | 2012 | 1.5
Solar Photovoltaic | La Senita | 2011 | 1
Solar Photovoltaic | Lafayette Solar I, LLC | 2015 | 2
Solar Photovoltaic | Laho Solar Plant | 2015 | 3
Solar Photovoltaic | Lake Pleasant WTP | 2012 | 6.5
Solar Photovoltaic | Lakeland Electric Co. (FL)-Airport 1 | 2011 | 2.3
Solar Photovoltaic | Lakeland Solar Energy LLC | 2013 | 1.8
Solar Photovoltaic | Lanai Solar-Electric Plant | 2008 | 1.2
Solar Photovoltaic | Lancaster Baptist Church | 2011 | 1
Solar Photovoltaic | Lancaster Dry Farm Ranch B | 2014 | 5
Solar Photovoltaic | Lancaster Little Rock | 2014 | 5
Solar Photovoltaic | Lancaster Solar 1 | 2014 | 1.5
Solar Photovoltaic | Lancaster Solar 2 | 2014 | 1.5
Solar Photovoltaic | Lanesville Solar RES | 2015 | 1.1
Solar Photovoltaic | Langley PV1 | 2014 | 5
Solar Photovoltaic | Las Vegas Solar Energy Center | 2011 | 5
Solar Photovoltaic | Las Vegas WPCF Solar Plant | 2013 | 3.3
Solar Photovoltaic | Las Virgenes Municipal Water District | 2014 | 1
Solar Photovoltaic | Laurinburg Solar | 2015 | 5
Solar Photovoltaic | Laurinburg Solar, LLC (Heelstone) | 2015 | 2
Solar Photovoltaic | Lebanon Solar | 2011 | 2
Solar Photovoltaic | Leicester One MA Solar LLC | 2015 | 4.8
Solar Photovoltaic | Lenape II | 2015 | 4
Solar Photovoltaic | Lenoir Farm | 2013 | 5
Solar Photovoltaic | Lenoir Farm 2 | 2013 | 5
Solar Photovoltaic | Leominster | 2015 | 2
Solar Photovoltaic | Leominster (MA)-South Street-R&D | 2013 | 2.9
Solar Photovoltaic | Lepomis PV Energy LLC | 2014 | 4.5
Solar Photovoltaic | Lewiston Solar | 2014 | 5
Solar Photovoltaic | Lincoln Financial Field | 2013 | 2.9
Solar Photovoltaic | Lincoln Solar | 2012 | 1.5
Solar Photovoltaic | Lindberg FIeld Solar | 2015 | 1.1
Solar Photovoltaic | Lindberg FIeld Solar | 2016 | 1.8
Solar Photovoltaic | Linden Solar Farm | 2010 | 2.7
Solar Photovoltaic | Lindsay Solar | 2014 | 4
Solar Photovoltaic | Little Bay | 2014 | 1.3
Solar Photovoltaic | Little River PV 1 | 2015 | 5
Solar Photovoltaic | Little Rock Pham Solar | 2015 | 3
Solar Photovoltaic | Littlefield Solar Center LLC | 2015 | 5
Solar Photovoltaic | LKL BLBD, LLC | 2015 | 6
Solar Photovoltaic | Lockheed Martin Solar System | 2015 | 1.9
Solar Photovoltaic | Lon Wright | 2018 | 2.3
Solar Photovoltaic | Lone Valley Solar Park I LLC | 2014 | 10
Solar Photovoltaic | Lone Valley Solar Park II LLC | 2014 | 20
Solar Photovoltaic | Long Island Solar Farm LLC | 2011 | 31.5
Solar Photovoltaic | Longwood Gardens | 2010 | 1.3
Solar Photovoltaic | L'Oreal Piscataway | 2011 | 1.3
Solar Photovoltaic | L'Oreal Piscataway | 2014 | 0.3
Solar Photovoltaic | L'Oreal Piscataway | 2016 | 0.7
Solar Photovoltaic | Los Alamos PV Site | 2012 | 1
Solar Photovoltaic | Los Lunas Solar Energy Center | 2011 | 5
Solar Photovoltaic | Los Lunas Solar Energy Center | 2013 | 2
Solar Photovoltaic | Lost Hills/Blackwell | 2015 | 32
Solar Photovoltaic | Lowell Solar Landfill | 2013 | 1.3
Solar Photovoltaic | Ludlow Landfill | 2013 | 2.3
Solar Photovoltaic | M. G. Emmett J. Bean Federal Center | 2011 | 1.9
Solar Photovoltaic | Ma | 2013 | 1.5
Solar Photovoltaic | Macho Springs | 2014 | 55
Solar Photovoltaic | Macys Goodyear | 2010 | 3.5
Solar Photovoltaic | Madelyn Solar, LLC | 2014 | 1
Solar Photovoltaic | Madera Community Hospital | 2011 | 1
Solar Photovoltaic | Main Street Solar Project | 2014 | 1.5
Solar Photovoltaic | Manalapan Village Solar | 2011 | 3.5
Solar Photovoltaic | Manway Solar Farm | 2015 | 5
Solar Photovoltaic | Manzano Solar | 2013 | 8.4
Solar Photovoltaic | Maple Solar | 2011 | 2.4
Solar Photovoltaic | Mariani Packing Vacaville Solar | 2008 | 1
Solar Photovoltaic | Marion Solar LNG | 2015 | 1.5
Solar Photovoltaic | Market Farm | 2014 | 4.9
Solar Photovoltaic | Marshfield PV | 2013 | 3
Solar Photovoltaic | Marshville Farm | 2013 | 5
Solar Photovoltaic | Martin Creek Farm LLC | 2014 | 3
Solar Photovoltaic | Martin Limestone Solar Array | 2012 | 1
Solar Photovoltaic | Martins Creek Solar NC, LLC | 2011 | 1
Solar Photovoltaic | Maryland Solar | 2013 | 27
Solar Photovoltaic | Mashpee Landfill Solar | 2014 | 1.5
Solar Photovoltaic | Mass Midstate Solar 1 | 2014 | 5
Solar Photovoltaic | Mass Midstate Solar 2 | 2014 | 5
Solar Photovoltaic | Mass Midstate Solar 3 | 2014 | 4
Solar Photovoltaic | Masser Farms Realty Solar | 2011 | 1
Solar Photovoltaic | Matrix Buildings A&B (Perth Amboy) Solar | 2011 | 2.5
Solar Photovoltaic | Matrix Stults Road Solar Facility | 2011 | 2.6
Solar Photovoltaic | Mayberry Solar LLC | 2011 | 1.2
Solar Photovoltaic | Maynard PV | 2014 | 1
Solar Photovoltaic | Maywood Photovoltaic Project | 2014 | 8
Solar Photovoltaic | McCallum Farm | 2013 | 5
Solar Photovoltaic | MCCo Solar Generating Facility | 2014 | 1
Solar Photovoltaic | McCormick & Co. Inc. at Belcamp | 2010 | 1.4
Solar Photovoltaic | McDonald Solar Farm, LLC | 2015 | 5.2
Solar Photovoltaic | McGraw Hill Solar | 2011 | 12
Solar Photovoltaic | McKee City Solar Phase 2 | 2011 | 2.4
Solar Photovoltaic | McKenzie Farm | 2013 | 5
Solar Photovoltaic | Meadow Lake Solar Energy Center | 2015 | 9.1
Solar Photovoltaic | MEBA | 2014 | 1.5
Solar Photovoltaic | Medford WWTP | 2013 | 1.3
Solar Photovoltaic | Melinda Solar | 2015 | 5
Solar Photovoltaic | Merced Solar LLC | 2014 | 1.5
Solar Photovoltaic | Mercer Mall | 2012 | 1.1
Solar Photovoltaic | Meridian Vineyards | 2010 | 1.1
Solar Photovoltaic | Merrimac Solar | 2013 | 1.5
Solar Photovoltaic | Mesa PV1 | 2014 | 1.6
Solar Photovoltaic | Mesquite Solar 1 | 2011 | 26
Solar Photovoltaic | Mesquite Solar 1 | 2012 | 144
Solar Photovoltaic | Methuen Landfill | 2013 | 1.1
Solar Photovoltaic | MF Mesa Lane LLC | 2008 | 3
Solar Photovoltaic | Middlebury Solar | 2012 | 1.5
Solar Photovoltaic | Midwest Energy Community Solar Array | 2015 | 1
Solar Photovoltaic | Mile Farm | 2014 | 5
Solar Photovoltaic | Milford 2 | 2015 | 3
Solar Photovoltaic | Milford Flat Solar Plant | 2015 | 3
Solar Photovoltaic | Milford Solar Farm | 2012 | 11.8
Solar Photovoltaic | Mill Creek Solar | 2011 | 3.5
Solar Photovoltaic | Millbrook School | 2015 | 1.4
Solar Photovoltaic | Millbury Solar | 2014 | 3
Solar Photovoltaic | Misenheimer Farm | 2015 | 5
Solar Photovoltaic | Mission Solar LLC | 2014 | 1.5
Solar Photovoltaic | Mitchell Solar, LLC | 2014 | 1.5
Solar Photovoltaic | Mocksville Farm | 2012 | 5
Solar Photovoltaic | Mohave Electric at Fort Mohave | 2015 | 4.4
Solar Photovoltaic | Moncure Farm LLC | 2014 | 3
Solar Photovoltaic | Monson Solar | 2014 | 3
Solar Photovoltaic | Montgomery Solar LLC | 2015 | 20
Solar Photovoltaic | Moore Solar Farm | 2013 | 5
Solar Photovoltaic | Moorings Farm | 2013 | 5
Solar Photovoltaic | Morelos del Sol | 2015 | 15
Solar Photovoltaic | Morgan Farm, LLC | 2015 | 5
Solar Photovoltaic | Morgan Lancaster 1 | 2015 | 1.5
Solar Photovoltaic | Morgan's Corner | 2015 | 20
Solar Photovoltaic | Morgantown Solar Park | 2011 | 2
Solar Photovoltaic | Mount Olive Farm | 2014 | 5
Solar Photovoltaic | Mount Saint Mary's | 2012 | 13.7
Solar Photovoltaic | Mountain View Solar | 2014 | 20
Solar Photovoltaic | Mt Olive Farm 2 | 2013 | 5
Solar Photovoltaic | Mt Olive Solar 1 | 2015 | 5
Solar Photovoltaic | Mulberry Farm LLC | 2014 | 15.8
Solar Photovoltaic | Murphy Farm Power, LLC | 2011 | 1
Solar Photovoltaic | Murray Hill Solar | 2011 | 1
Solar Photovoltaic | Mustang | 2015 | 2.5
Solar Photovoltaic | Napoleon Solar I | 2011 | 8
Solar Photovoltaic | Nash 58 Farm | 2013 | 5
Solar Photovoltaic | Nash 64 Farm | 2014 | 5
Solar Photovoltaic | Nashville Farms, LLC | 2015 | 2
Solar Photovoltaic | Navajo Solar Power Generation Station 1 LLC | 2013 | 1.5
Solar Photovoltaic | NEDC Solar Site | 2010 | 1
Solar Photovoltaic | Neisler Street Solar | 2015 | 2
Solar Photovoltaic | Nellis Solar PV II | 2015 | 15
Solar Photovoltaic | Neuse River Solar Farm | 2011 | 1.1
Solar Photovoltaic | New Bedford (MA) Plymouth | 2014 | 4.3
Solar Photovoltaic | New Bern Farm | 2014 | 5
Solar Photovoltaic | New Castle Solar RES | 2016 | 1.1
Solar Photovoltaic | Newberry Solar 1 LLC | 2013 | 1.5
Solar Photovoltaic | Newman Solar | 2014 | 10.5
Solar Photovoltaic | Newton Grove | 2015 | 1.9
Solar Photovoltaic | NFM Solar Power LLC | 2012 | 1.9
Solar Photovoltaic | Nickel 1 Solar Facility | 2012 | 1.5
Solar Photovoltaic | Nitro Solar | 2015 | 5
Solar Photovoltaic | NJ Oak Solar Plant | 2011 | 10
Solar Photovoltaic | NJMC Landfill | 2011 | 2.5
Solar Photovoltaic | Nordhoff Place | 2014 | 1.2
Solar Photovoltaic | North Adams Landfill | 2015 | 2.2
Solar Photovoltaic | North Brookfield | 2014 | 3
Solar Photovoltaic | North Carolina Solar Bethea I | 2013 | 2
Solar Photovoltaic | North Carolina Solar III LLC | 2013 | 4.9
Solar Photovoltaic | North County | 2011 | 1
Solar Photovoltaic | North Ninth Street | 2014 | 0.3
Solar Photovoltaic | North Palm Springs 1A | 2012 | 2.5
Solar Photovoltaic | North Palm Springs 4A | 2012 | 4
Solar Photovoltaic | North Run | 2015 | 5
Solar Photovoltaic | North Star Solar | 2015 | 61.6
Solar Photovoltaic | Northbridge Solar | 2013 | 1.9
Solar Photovoltaic | Nunn | 2013 | 1
Solar Photovoltaic | Nunnepog | 2014 | 1
Solar Photovoltaic | Oakboro Farm | 2014 | 5
Solar Photovoltaic | Oakley Solar Project | 2013 | 1.5
Solar Photovoltaic | OCI Alamo 2, LLC | 2014 | 4.4
Solar Photovoltaic | OCI Alamo 3 LLC | 2015 | 5.5
Solar Photovoltaic | OCI Alamo 4, LLC | 2014 | 39.6
Solar Photovoltaic | OCI Alamo 5 LLC | 2015 | 100
Solar Photovoltaic | Old Catawba PV 1 | 2015 | 3.5
Solar Photovoltaic | Old Mill Solar | 2015 | 5
Solar Photovoltaic | Oltmans SCE at Champagne | 2013 | 1
Solar Photovoltaic | Oltmans SCE at Jurupa | 2013 | 1.5
Solar Photovoltaic | Oneida - South | 2015 | 1.9
Solar Photovoltaic | Oneida - West | 2015 | 1.9
Solar Photovoltaic | Open View Solar Farm | 2013 | 2
Solar Photovoltaic | Orange PV | 2013 | 2
Solar Photovoltaic | Oregon University System Rabbit Field | 2014 | 1.2
Solar Photovoltaic | Orion Solar I | 2014 | 12
Solar Photovoltaic | Orion Solar II | 2014 | 8
Solar Photovoltaic | Osage (IA) | 2016 | 0.8
Solar Photovoltaic | Otero Solar | 2013 | 8
Solar Photovoltaic | Ouchchy PV1 | 2015 | 3
Solar Photovoltaic | Outback Solar At Christmas Valley | 2012 | 4.4
Solar Photovoltaic | Owens Corning at Bethlehem | 2013 | 2
Solar Photovoltaic | Owens Corning Headquarters | 2015 | 2.1
Solar Photovoltaic | Oxford | 2014 | 2.8
Solar Photovoltaic | PA Solar Park | 2012 | 10.1
Solar Photovoltaic | Padelford Solar | 2012 | 2.2
Solar Photovoltaic | Palmer Solar LLC | 2013 | 2.5
Solar Photovoltaic | Pamlico Partners Solar | 2013 | 5
Solar Photovoltaic | Paradise Solar Energy Center | 2011 | 5
Solar Photovoltaic | Paradise Valley H.S. PV | 2013 | 1.3
Solar Photovoltaic | Park Meridian #1 | 2015 | 1.5
Solar Photovoltaic | Parkland Landfill Solar | 2015 | 7.8
Solar Photovoltaic | Parlin Solar LLC | 2012 | 1.3
Solar Photovoltaic | Pasquotank | 2014 | 20
Solar Photovoltaic | Pastime Farm, LLC | 2015 | 5.2
Solar Photovoltaic | Pate Farm | 2013 | 5
Solar Photovoltaic | Pavant Solar, LLC | 2015 | 50
Solar Photovoltaic | PCIP Solar | 2011 | 1
Solar Photovoltaic | PCSP3 Airport | 2011 | 2.5
Solar Photovoltaic | Pearl City Peninsula Solar Park | 2012 | 1
Solar Photovoltaic | Pecan PV1 | 2014 | 5
Solar Photovoltaic | Pennsauken Solar | 2006 | 0.4
Solar Photovoltaic | Pennsauken Solar | 2007 | 1.1
Solar Photovoltaic | Pennsauken Solar | 2018 | 2.4
Solar Photovoltaic | Perdue Bridgeville Photovoltaic | 2011 | 1.3
Solar Photovoltaic | Perdue Salisbury Photovoltaic | 2011 | 1
Solar Photovoltaic | Pickering Solar | 2012 | 1.5
Solar Photovoltaic | Picture Rocks Solar, LLC | 2012 | 20
Solar Photovoltaic | Pilesgrove | 2011 | 18
Solar Photovoltaic | Pine Tree Solar Project | 2013 | 8.5
Solar Photovoltaic | Plainfield One Solar LLC | 2011 | 1.3
Solar Photovoltaic | Plymouth Site 1 | 2013 | 4
Solar Photovoltaic | Plymouth Solar LLC | 2012 | 5
Solar Photovoltaic | Port Allen Solar | 2012 | 6
Solar Photovoltaic | Port Richmond WWT Solar | 2015 | 1
Solar Photovoltaic | Portage Solar | 2012 | 1.5
Solar Photovoltaic | Porter Solar | 2015 | 5
Solar Photovoltaic | Porterville 6 and 7 | 2014 | 3
Solar Photovoltaic | Porterville Solar | 2014 | 3.5
Solar Photovoltaic | Powhatan Solar Power Generation Station 1 LLC | 2013 | 1.5
Solar Photovoltaic | PPL Renewable Energy Merck Solar | 2009 | 1.7
Solar Photovoltaic | Prairie Fire | 2012 | 4.5
Solar Photovoltaic | Presbyterian Senior Living Service | 2013 | 1.2
Solar Photovoltaic | Prescott Airport | 2002 | 3
Solar Photovoltaic | Prescott Solar Plant | 2011 | 10.8
Solar Photovoltaic | Princeton | 2015 | 5
Solar Photovoltaic | Progress Manis I | 2012 | 2
Solar Photovoltaic | Progress Solar 1, LLC | 2012 | 4
Solar Photovoltaic | Progress Solar II, LLC | 2012 | 3.5
Solar Photovoltaic | Progress Solar III, LLC | 2012 | 3.5
Solar Photovoltaic | PSEG Hackettstown | 2009 | 2
Solar Photovoltaic | Pumpjack Solar I | 2015 | 20
Solar Photovoltaic | Putah Creek Solar Farm | 2014 | 2
Solar Photovoltaic | Queen Anne's County | 2013 | 2
Solar Photovoltaic | Queen Creek Solar Farm | 2012 | 19
Solar Photovoltaic | Questa Solar Facility | 2011 | 1
Solar Photovoltaic | Quincy Solar | 2015 | 4
Solar Photovoltaic | Quincy Solar | 2018 | 1.5
Solar Photovoltaic | Quinto Solar PV Project | 2015 | 108
Solar Photovoltaic | Quittacas Pond Solar | 2013 | 3.5
Solar Photovoltaic | QVC Inc | 2008 | 1
Solar Photovoltaic | QVC Inc | 2013 | 2.9
Solar Photovoltaic | Radiance Solar 4 | 2013 | 1.5
Solar Photovoltaic | Radiance Solar 5 | 2013 | 1.5
Solar Photovoltaic | Raeford Farm | 2012 | 5
Solar Photovoltaic | Railroad Farm | 2012 | 5
Solar Photovoltaic | Ramona 1 | 2013 | 2
Solar Photovoltaic | Ramona 2 | 2013 | 5
Solar Photovoltaic | Rams Horn Solar Center LLC | 2014 | 5
Solar Photovoltaic | Rancho Cucamonga Dist #1 | 2015 | 1.8
Solar Photovoltaic | Raritan ITS | 2010 | 2
Solar Photovoltaic | Rariton OMP | 2012 | 2.4
Solar Photovoltaic | RE Adams East, LLC | 2014 | 19
Solar Photovoltaic | RE Ajo 1 LLC | 2011 | 4.5
Solar Photovoltaic | RE Bagdad Solar I LLC | 2011 | 14.9
Solar Photovoltaic | RE Camelot LLC | 2014 | 45
Solar Photovoltaic | RE Columbia Two, LLC | 2014 | 15
Solar Photovoltaic | RE Kansas Solar, LLC | 2014 | 20
Solar Photovoltaic | RE Kansas South LLC | 2013 | 20
Solar Photovoltaic | RE Kent South, LLC | 2014 | 20
Solar Photovoltaic | RE Old River One, LLC | 2014 | 20
Solar Photovoltaic | RE Victor Phelan Solar One LLC | 2013 | 20
Solar Photovoltaic | Red Hill Solar Center, LLC | 2014 | 5
Solar Photovoltaic | Red Horse 2 | 2015 | 51
Solar Photovoltaic | Red Toad 1425 A Powatan Road, LLC | 2015 | 2
Solar Photovoltaic | Redcrest Solar Farm | 2015 | 16.6
Solar Photovoltaic | Redmon Solar Farm LLC | 2015 | 2
Solar Photovoltaic | Reeves South | 2013 | 1
Solar Photovoltaic | Reeves Station Rd East | 2012 | 5.5
Solar Photovoltaic | Regulus Solar Project | 2014 | 60
Solar Photovoltaic | Rehoboth Solar | 2013 | 2
Solar Photovoltaic | RGS-Rutland VNM SREC II Project (MA) | 2015 | 2
Solar Photovoltaic | Richland | 2014 | 1
Solar Photovoltaic | Richland Solar Center | 2015 | 20
Solar Photovoltaic | Rio Communities Solar Energy Center | 2015 | 10
Solar Photovoltaic | Rio Rancho High School | 2013 | 1
Solar Photovoltaic | Rio Rico Solar | 2014 | 6
Solar Photovoltaic | Riverhead | 2011 | 1.5
Solar Photovoltaic | Riverside Renewable Energy LLC | 2011 | 7.5
Solar Photovoltaic | Roadrunner Solar | 2011 | 20.2
Solar Photovoltaic | Robert O Schulz Solar Farm | 2008 | 0.9
Solar Photovoltaic | Robert O Schulz Solar Farm | 2009 | 0.4
Solar Photovoltaic | Rock Farm | 2013 | 5
Solar Photovoltaic | Rock Hall | 2012 | 1
Solar Photovoltaic | Rock Solid | 2014 | 8
Solar Photovoltaic | Rockfish Solar LLC | 2015 | 10.3
Solar Photovoltaic | Rockford Solar Farm | 2012 | 2.6
Solar Photovoltaic | Rockingham Solar, LLC | 2015 | 5
Solar Photovoltaic | Rockville Solar I LLC | 2014 | 2.8
Solar Photovoltaic | Rockville Solar II, LLC | 2014 | 2.7
Solar Photovoltaic | Rockwell Solar LLC | 2014 | 3.5
Solar Photovoltaic | Rodeo Solar C2 | 2014 | 1.5
Solar Photovoltaic | Rodeo Solar D2 | 2014 | 1.5
Solar Photovoltaic | Roger Road WWTP | 2010 | 1.1
Solar Photovoltaic | Romark PA Solar | 2011 | 1.8
Solar Photovoltaic | Rose Hill | 2012 | 2
Solar Photovoltaic | Route 57 Solar | 2013 | 1.5
Solar Photovoltaic | Roxboro Farm | 2014 | 5
Solar Photovoltaic | Royal Solar | 2015 | 4.9
Solar Photovoltaic | RP-Orlando, LLC | 2011 | 5.1
Solar Photovoltaic | Rudy Solar, LLC | 2014 | 1.5
Solar Photovoltaic | Rutan | 2014 | 4
Solar Photovoltaic | Sacramento (SMUD) | 2014 | 1.5
Solar Photovoltaic | Sacramento Soleil LLC | 2008 | 1
Solar Photovoltaic | Saddle Mountain Solar I | 2012 | 15
Solar Photovoltaic | Salt Palace Solar Gen Plant | 2012 | 1.3
Solar Photovoltaic | Samarcand Solar Farm, LLC | 2014 | 5
Solar Photovoltaic | San Antonio West Solar Rooftop | 2012 | 1.5
Solar Photovoltaic | San Luis Valley Solar Ranch | 2011 | 35
Solar Photovoltaic | Sand Drag LLC | 2011 | 19
Solar Photovoltaic | Sandoval Solar Energy Center | 2014 | 6.1
Solar Photovoltaic | Sandstone Solar | 2015 | 45
Solar Photovoltaic | Sandy Cross Solar, LLC | 2012 | 1.2
Solar Photovoltaic | Santa Fe Solar Energy Center | 2015 | 9.5
Solar Photovoltaic | Santa Fe Springs Rooftop Solar BLDG H | 2015 | 1.5
Solar Photovoltaic | Santa Fe Springs Rooftop Solar BLDG M | 2015 | 1.8
Solar Photovoltaic | Santolina Solar Energy Center | 2015 | 10.5
Solar Photovoltaic | Sarah Solar | 2015 | 5
Solar Photovoltaic | SAS Solar Farm | 2008 | 1
Solar Photovoltaic | SAS Solar Farm | 2010 | 1
Solar Photovoltaic | SCE-Snowline-Duncan Road (North) | 2014 | 1.5
Solar Photovoltaic | SCE-Snowline-Duncan Road (South) | 2014 | 1
Solar Photovoltaic | SCE-Snowline-White Rd (Central) | 2014 | 1.5
Solar Photovoltaic | SCE-Snowline-White Road (North) | 2014 | 1.5
Solar Photovoltaic | SCE-Snowline-White Road (South) | 2014 | 1.5
Solar Photovoltaic | Scituate PV | 2013 | 2.5
Solar Photovoltaic | Scotland Solar RES | 2015 | 1.1
Solar Photovoltaic | SDCCD - Miramar | 2011 | 1
Solar Photovoltaic | SDCWA - Twin Oaks | 2011 | 1
Solar Photovoltaic | Seabrook Solar Plant | 2011 | 4.5
Solar Photovoltaic | Seabrook Solar Plant | 2014 | 2.3
Solar Photovoltaic | Searchlight Solar | 2014 | 17.5
Solar Photovoltaic | Selma Solar LLC | 2014 | 5
Solar Photovoltaic | Selmer Farm LLC | 2014 | 15.8
Solar Photovoltaic | Seminole | 2014 | 1.6
Solar Photovoltaic | SEPV 1 | 2012 | 2
Solar Photovoltaic | SEPV 2 | 2012 | 2
Solar Photovoltaic | SEPV 8 | 2013 | 12
Solar Photovoltaic | SEPV Palmdale East | 2015 | 10
Solar Photovoltaic | SEPV9 Power Plant | 2013 | 9
Solar Photovoltaic | SEV NM Phase 2 | 2013 | 2
Solar Photovoltaic | Seville 1 | 2015 | 20
Solar Photovoltaic | Seville 2 | 2015 | 30
Solar Photovoltaic | Shaffer | 2014 | 5
Solar Photovoltaic | Shafter Solar LLC | 2015 | 20
Solar Photovoltaic | Shankle Solar Center LLC | 2015 | 4.8
Solar Photovoltaic | Shannon Farm | 2012 | 5
Solar Photovoltaic | Shasta Solar Farm | 2014 | 3
Solar Photovoltaic | Shawboro PV1 | 2015 | 20
Solar Photovoltaic | Shelby Randolph Road Solar 1, LLC | 2015 | 2
Solar Photovoltaic | Shelby Solar Energy Generation Facility | 2010 | 1
Solar Photovoltaic | Sheldon Solar | 2013 | 2.3
Solar Photovoltaic | Shore Point Solar | 2011 | 1
Solar Photovoltaic | Shrewsbury Solar | 2012 | 2.5
Solar Photovoltaic | SID Solar I, LLC | 2015 | 5
Solar Photovoltaic | Sierra Solar Greenworks | 2015 | 20
Solar Photovoltaic | Sigmon Catawba Farm | 2014 | 5
Solar Photovoltaic | Silver City WWTP PV Project | 2013 | 1
Solar Photovoltaic | Silver Lake Solar Farm | 2010 | 1.7
Solar Photovoltaic | Silver Lake Solar Photovoltaic Facility | 2010 | 1.5
Solar Photovoltaic | Silver State Solar Power North | 2012 | 52
Solar Photovoltaic | Silver State Solar Power South | 2015 | 91.5
Solar Photovoltaic | Silver State Solar Power South | 2016 | 168.6
Solar Photovoltaic | Simon Solar Farm LLC | 2013 | 30
Solar Photovoltaic | Skidmore College | 2014 | 1.8
Solar Photovoltaic | Skillman | 2011 | 2.7
Solar Photovoltaic | Skylark | 2015 | 4
Solar Photovoltaic | Slayton Solar | 2013 | 1.7
Solar Photovoltaic | SMUD at Fleshman | 2011 | 2.9
Solar Photovoltaic | SMUD at Grundman | 2011 | 17
Solar Photovoltaic | SMUD at Lawrence | 2011 | 1
Solar Photovoltaic | SMUD at Van Conett | 2011 | 2.9
Solar Photovoltaic | Snow Hill Solar 2 LLC | 2014 | 2
Solar Photovoltaic | SoINCPower5, LLC | 2015 | 5
Solar Photovoltaic | SoINCPower6, LLC | 2015 | 5
Solar Photovoltaic | Sol Orchard El Centro PV | 2013 | 20
Solar Photovoltaic | Solar Photovoltaic Project #02 | 2009 | 1
Solar Photovoltaic | Solar Photovoltaic Project #03 | 2011 | 1
Solar Photovoltaic | Solar Photovoltaic Project #05 | 2012 | 2.5
Solar Photovoltaic | Solar Photovoltaic Project #06 | 2011 | 2
Solar Photovoltaic | Solar Photovoltaic Project #07 | 2012 | 2.5
Solar Photovoltaic | Solar Photovoltaic Project #08 | 2011 | 2
Solar Photovoltaic | Solar Photovoltaic Project #09 | 2011 | 1
Solar Photovoltaic | Solar Photovoltaic Project #10 | 2013 | 1.5
Solar Photovoltaic | Solar Photovoltaic Project #11 | 2015 | 3.5
Solar Photovoltaic | Solar Photovoltaic Project #12 | 2011 | 0.5
Solar Photovoltaic | Solar Photovoltaic Project #13 | 2015 | 3.5
Solar Photovoltaic | Solar Photovoltaic Project #15 | 2013 | 3.5
Solar Photovoltaic | Solar Photovoltaic Project #16 | 2015 | 1.5
Solar Photovoltaic | Solar Photovoltaic Project #17 | 2015 | 3.5
Solar Photovoltaic | Solar Photovoltaic Project #18 | 2012 | 1.5
Solar Photovoltaic | Solar Photovoltaic Project #22 | 2011 | 2
Solar Photovoltaic | Solar Photovoltaic Project #23 | 2013 | 2.5
Solar Photovoltaic | Solar Photovoltaic Project #26 | 2015 | 6
Solar Photovoltaic | Solar Photovoltaic Project #27 | 2015 | 2
Solar Photovoltaic | Solar Photovoltaic Project #28 | 2015 | 3.5
Solar Photovoltaic | Solar Photovoltaic Project #32 | 2015 | 1.5
Solar Photovoltaic | Solar Photovoltaic Project #33 | 2015 | 1
Solar Photovoltaic | Solar Photovoltaic Project #42 | 2012 | 5
Solar Photovoltaic | Solar Photovoltaic Project #48 | 2015 | 5
Solar Photovoltaic | Solar Star 1 | 2014 | 177
Solar Photovoltaic | Solar Star 1 | 2015 | 141
Solar Photovoltaic | Solar Star 2 | 2014 | 235.5
Solar Photovoltaic | Solar Star 2 | 2015 | 43.5
Solar Photovoltaic | Solar Star California II LLC | 2012 | 2
Solar Photovoltaic | Solar Star New Jersey NJ LLC | 2012 | 1.5
Solar Photovoltaic | Solar Star North Carolina II LLC | 2011 | 6.5
Solar Photovoltaic | Soluga Farms 1 | 2014 | 5
Solar Photovoltaic | Soluga Farms 2 LLC | 2014 | 5
Solar Photovoltaic | Somers Solar Center, LLC | 2013 | 5
Solar Photovoltaic | Sonora 1 | 2013 | 1.5
Solar Photovoltaic | Soul City Solar | 2015 | 3.5
Solar Photovoltaic | South Milford Solar Plant | 2015 | 2.9
Solar Photovoltaic | South Robeson Farm | 2012 | 5
Solar Photovoltaic | South Valley Solar Energy Center | 2015 | 10
Solar Photovoltaic | Southbridge PV | 2014 | 3
Solar Photovoltaic | Space Coast Next Gen Solar Energy | 2010 | 10
Solar Photovoltaic | Spectrum Solar PV Power Project | 2013 | 30.2
Solar Photovoltaic | Spicewood Solar Farm LLC | 2014 | 5
Solar Photovoltaic | Spring Hill Road | 2015 | 1.9
Solar Photovoltaic | Springer Solar 1 | 2015 | 1
Solar Photovoltaic | Springerville | 2001 | 3.7
Solar Photovoltaic | Springerville | 2010 | 1.4
Solar Photovoltaic | Springerville | 2014 | 8.3
Solar Photovoltaic | Springfield Solar 1 LLC | 2014 | 4.9
Solar Photovoltaic | Springfield Solar LLC | 2012 | 1.5
Solar Photovoltaic | SPS1 Dollarhide | 2011 | 10
Solar Photovoltaic | SPS2 Jal | 2011 | 10
Solar Photovoltaic | SPS3 Lea | 2011 | 10
Solar Photovoltaic | SPS4 Monument | 2011 | 10.1
Solar Photovoltaic | SPS5 Hopi | 2011 | 10.1
Solar Photovoltaic | SR Camden | 2015 | 12
Solar Photovoltaic | SR Hazlehurst | 2015 | 20
Solar Photovoltaic | St. Albans SPEED Project | 2013 | 2
Solar Photovoltaic | St. Paul Intl Airport Red & Blue Parking | 2015 | 2.3
Solar Photovoltaic | St. Paul Intl Airport Red & Blue Parking | 2016 | 0.9
Solar Photovoltaic | Stagecoach Solar | 2015 | 5
Solar Photovoltaic | Staples La Mirada, CA | 2009 | 1.1
Solar Photovoltaic | State Street Solar LLC | 2014 | 1
Solar Photovoltaic | Stateline Solar | 2015 | 110
Solar Photovoltaic | Stateline Solar | 2016 | 189.5
Solar Photovoltaic | Sterling PV 3 | 2014 | 1.6
Solar Photovoltaic | Sterlington Greenworks LLC | 2015 | 1.3
Solar Photovoltaic | Stetson Road Solar - Barre I | 2014 | 2
Solar Photovoltaic | Stikeleather Farm | 2015 | 5
Solar Photovoltaic | Stillwater Facility | 2012 | 22
Solar Photovoltaic | Stockton Athletic Center | 2009 | 1.1
Solar Photovoltaic | Stony Brook | 2018 | 6.9
Solar Photovoltaic | Storrie Lake Solar Project | 2014 | 1.5
Solar Photovoltaic | Stout Farm | 2014 | 5
Solar Photovoltaic | Stow PV | 2013 | 2
Solar Photovoltaic | Strata Roof 1 | 2013 | 1
Solar Photovoltaic | Stroud Solar Station | 2011 | 20
Solar Photovoltaic | Sudbury Landfill | 2013 | 1.3
Solar Photovoltaic | Sue Cleveland High School | 2013 | 1
Solar Photovoltaic | Sugar Run Solar | 2015 | 5
Solar Photovoltaic | Sullivan Solar | 2014 | 1.5
Solar Photovoltaic | Summer North Solar | 2014 | 6.5
Solar Photovoltaic | Summer Solar A2 | 2014 | 1.5
Solar Photovoltaic | Summer Solar B2 | 2014 | 1.5
Solar Photovoltaic | Summer Solar C2 | 2014 | 1.5
Solar Photovoltaic | Summer Solar D2 | 2014 | 1
Solar Photovoltaic | Summit Associates | 2011 | 1.9
Solar Photovoltaic | Sun City Project LLC | 2011 | 20
Solar Photovoltaic | Sun Devil Solar | 2015 | 5
Solar Photovoltaic | Sun Harvest Solar NDP1 | 2015 | 1.5
Solar Photovoltaic | SunE Alamosa | 2007 | 8.2
Solar Photovoltaic | SunE CPS1 LLC | 2012 | 10
Solar Photovoltaic | SunE CPS2 LLC | 2012 | 10
Solar Photovoltaic | SunE CPS3 LLC | 2012 | 10.6
Solar Photovoltaic | SunE EPE1 LLC | 2012 | 10
Solar Photovoltaic | SunE EPE2 LLC | 2012 | 12
Solar Photovoltaic | SunEdison Anheuser Busch Fairfield | 2008 | 1
Solar Photovoltaic | SunEdison Ironwood State Prison | 2008 | 1
Solar Photovoltaic | SunEdison LV Sutton Plant Site | 2008 | 1.2
Solar Photovoltaic | SunEdison Procter & Gamble Oxnard | 2009 | 1
Solar Photovoltaic | SunEdison Walgreens Moreno Valley | 2007 | 1
Solar Photovoltaic | SunEdison Walmart Apple Valley DC | 2009 | 1
Solar Photovoltaic | SunEnergy1-Scotland Neck, LLC | 2014 | 3
Solar Photovoltaic | Sunfish Farm | 2015 | 5
Solar Photovoltaic | SunGen Sharon 1 LLC | 2012 | 1.8
Solar Photovoltaic | Sunnyside Ranch Community Solar Array | 2015 | 1.5
Solar Photovoltaic | Sunset Reservoir North Basin | 2010 | 4.5
Solar Photovoltaic | SVEP Solar Project Company | 2012 | 2
Solar Photovoltaic | Sweetgum Solar | 2015 | 5
Solar Photovoltaic | Syncarpha Palmer, LLC | 2015 | 4.8
Solar Photovoltaic | TA-Acacia, LLC | 2014 | 20
Solar Photovoltaic | TA-High Desert LLC | 2013 | 20
Solar Photovoltaic | Taylorsville Solar LLC | 2010 | 1.2
Solar Photovoltaic | Tech Park Solar | 2012 | 5
Solar Photovoltaic | Technology Drive Solar | 2014 | 2
Solar Photovoltaic | Temescal Canyon RV, LLC | 2011 | 1.5
Solar Photovoltaic | Templeton | 2014 | 3
Solar Photovoltaic | Tequesquite Landfill Solar PV Project | 2015 | 7.3
Solar Photovoltaic | Terra Francesco | 2015 | 1.5
Solar Photovoltaic | The City of Vineland at North Vineland | 2011 | 2.3
Solar Photovoltaic | The City of Vineland at West Vineland | 2011 | 3.7
Solar Photovoltaic | The Lawrenceville School Solar Facility | 2012 | 5.2
Solar Photovoltaic | Thornton PV1 | 2015 | 5
Solar Photovoltaic | TIA Solar | 2015 | 1.6
Solar Photovoltaic | Tihonet Solar | 2014 | 1
Solar Photovoltaic | Tinton Falls Solar Farm | 2012 | 16
Solar Photovoltaic | Tisbury Landfill Solar | 2014 | 1.1
Solar Photovoltaic | Tompkins Cortland Community College | 2015 | 2
Solar Photovoltaic | Topaz Solar Farm | 2013 | 281
Solar Photovoltaic | Topaz Solar Farm | 2014 | 304.9
Solar Photovoltaic | Town of Cary | 2012 | 1.5
Solar Photovoltaic | Town of Chestertown- Chestertown WWTP | 2015 | 1
Solar Photovoltaic | Town of Norfolk MA at Medway Branch | 2012 | 1.2
Solar Photovoltaic | Town of Uxbridge MA at Commerce Dr | 2012 | 1.8
Solar Photovoltaic | Toys R Us- DE, Inc. at Mt. Olive, NJ | 2011 | 4.1
Solar Photovoltaic | Tracy Solar | 2015 | 10
Solar Photovoltaic | Trenton Solar Farm | 2010 | 1
Solar Photovoltaic | True North | 2012 | 4.8
Solar Photovoltaic | Tulare 1 and 2 | 2014 | 3
Solar Photovoltaic | Turkey Branch Solar LLC | 2014 | 5
Solar Photovoltaic | TWE Chocowinity Solar, LLC | 2015 | 4.5
Solar Photovoltaic | Twiss Street Solar | 2015 | 1.5
Solar Photovoltaic | Two Lines Farm | 2013 | 5
Solar Photovoltaic | Two Mile Solar | 2015 | 5
Solar Photovoltaic | UASTP I | 2010 | 1.2
Solar Photovoltaic | UI RCP Bridgeport Seaside | 2016 | 2.2
Solar Photovoltaic | UMES (MD) - Princess Anne | 2011 | 2
Solar Photovoltaic | UMMS at Pocomoke | 2013 | 2.8
Solar Photovoltaic | Union HS at Casa Grande | 2012 | 1.6
Solar Photovoltaic | Upchurch Solar Center LLC | 2014 | 5
Solar Photovoltaic | Upper Blackstone (MA) Treasure Valley | 2014 | 5
Solar Photovoltaic | Upson Rocky Creek Solar Plant | 2012 | 0.8
Solar Photovoltaic | Utah Red Hills Renewable Energy Park | 2015 | 80
Solar Photovoltaic | Vaca Dixon Solar Station | 2009 | 2
Solar Photovoltaic | Vacaville | 2007 | 1
Solar Photovoltaic | Valdosta | 2013 | 1
Solar Photovoltaic | Valencia Solar | 2013 | 10
Solar Photovoltaic | Valley Center 1 | 2013 | 2.5
Solar Photovoltaic | Valley Center 2 | 2013 | 5
Solar Photovoltaic | Valley View Solar | 2015 | 4
Solar Photovoltaic | Valparaiso Solar, LLC | 2012 | 1
Solar Photovoltaic | Van Slyke Solar Center, LLC | 2014 | 5
Solar Photovoltaic | Vega Solar | 2015 | 20
Solar Photovoltaic | Venable Solar 1 | 2015 | 1.5
Solar Photovoltaic | Venable Solar 2 | 2015 | 1.5
Solar Photovoltaic | Vickers | 2014 | 2
Solar Photovoltaic | Vicksburg Solar | 2015 | 5
Solar Photovoltaic | Victor Dry Farm Ranch A | 2015 | 5
Solar Photovoltaic | Victor Dry Farm Ranch B | 2015 | 5
Solar Photovoltaic | Victor Mesa Linda B2 | 2014 | 1.5
Solar Photovoltaic | Victor Mesa Linda C2 | 2014 | 1.5
Solar Photovoltaic | Victor Mesa Linda D2 | 2014 | 1.5
Solar Photovoltaic | Victor Mesa Linda E2 | 2014 | 1.5
Solar Photovoltaic | Vinam | 2013 | 1.5
Solar Photovoltaic | Vineland Headquarters | 2011 | 1.1
Solar Photovoltaic | Vineland Mays Landing Solar | 2011 | 4
Solar Photovoltaic | Vintner Solar | 2014 | 1.5
Solar Photovoltaic | Vista Grande HS at Casa Grande | 2012 | 1.4
Solar Photovoltaic | Volkswagen Solar System | 2012 | 9.6
Solar Photovoltaic | Vulcraft Solar | 2013 | 1.6
Solar Photovoltaic | Waco Farm | 2013 | 5
Solar Photovoltaic | Wagstaff Farm 1 | 2013 | 5
Solar Photovoltaic | Wakefern Food Corp | 2012 | 2
Solar Photovoltaic | Walgreens Woodland Distribution Center | 2007 | 1
Solar Photovoltaic | Wallace | 2013 | 2
Solar Photovoltaic | Walmart Casa Grande | 2011 | 2
Solar Photovoltaic | Wal-Mart Truth or Consequences PV | 2015 | 1
Solar Photovoltaic | Walpole Solar 2 | 2014 | 2.4
Solar Photovoltaic | Walters Solar (FLS 260) | 2015 | 5
Solar Photovoltaic | Warren County Solar | 2012 | 2
Solar Photovoltaic | Warrenton Farm | 2012 | 4
Solar Photovoltaic | Warsaw I | 2013 | 2
Solar Photovoltaic | Warsaw II | 2013 | 2
Solar Photovoltaic | Washington Airport Solar LLC | 2014 | 5
Solar Photovoltaic | Washington Millfield Solar, LLC | 2013 | 5
Solar Photovoltaic | Washington White Post Solar LLC | 2012 | 12.4
Solar Photovoltaic | Waste Water Treatment Plant | 2012 | 1.5
Solar Photovoltaic | Waterloo Solar, LLC | 2012 | 1
Solar Photovoltaic | Watson Seed Farm PV1 | 2015 | 20
Solar Photovoltaic | Watts 3115 | 2013 | 2
Solar Photovoltaic | Watts Farm | 2012 | 5
Solar Photovoltaic | WC Landfill Energy LLC | 2013 | 1
Solar Photovoltaic | WEA Texas Bayonne | 2010 | 1.5
Solar Photovoltaic | Webberville Solar Project | 2011 | 30
Solar Photovoltaic | West Davisville Solar | 2013 | 2
Solar Photovoltaic | West Gates Solar Station | 2013 | 10
Solar Photovoltaic | West Greenwich Solar | 2013 | 1.9
Solar Photovoltaic | West Pemberton | 2014 | 7
Solar Photovoltaic | West Salisbury Farm LLC | 2015 | 5
Solar Photovoltaic | West Tennessee Solar Farm | 2012 | 4.2
Solar Photovoltaic | Westborough Solar LLC | 2014 | 1.8
Solar Photovoltaic | Western Antelope Blue Sky Ranch A | 2014 | 20
Solar Photovoltaic | Westford Solar Park | 2012 | 4
Solar Photovoltaic | Westlands Solar PV Farm | 2014 | 18
Solar Photovoltaic | Westside Solar Station | 2011 | 15
Solar Photovoltaic | Whately Solar | 2013 | 1.5
Solar Photovoltaic | Whitakers | 2015 | 12
Solar Photovoltaic | Whitcomb Solar Farm | 2014 | 2.2
Solar Photovoltaic | White Cross Farm | 2013 | 5
Solar Photovoltaic | White River Solar | 2013 | 20
Solar Photovoltaic | White River Solar 2 | 2014 | 19.8
Solar Photovoltaic | Wild Horse | 2007 | 0.5
Solar Photovoltaic | Wildwood Solar I, LLC | 2015 | 19.5
Solar Photovoltaic | Williamston Solar | 2014 | 5
Solar Photovoltaic | Williamstown Solar | 2012 | 2
Solar Photovoltaic | Wilson Farm 1 | 2013 | 5
Solar Photovoltaic | Wilson Solar | 2013 | 2
Solar Photovoltaic | Wilson Solar | 2018 | 1
Solar Photovoltaic | Winchendon Solar | 2014 | 1.9
Solar Photovoltaic | Windsor Cooper HIill Solar, LLC | 2015 | 5
Solar Photovoltaic | Windsor Solar | 2014 | 5
Solar Photovoltaic | Woodland Church Farm | 2015 | 5
Solar Photovoltaic | Woodmere Solar Farm | 2015 | 15
Solar Photovoltaic | WSMR I | 2012 | 4.1
Solar Photovoltaic | WWRF Solar Plant | 2009 | 1.5
Solar Photovoltaic | Wyandot Solar Farm | 2010 | 10
Solar Photovoltaic | XPF Solar Field | 2014 | 3
Solar Photovoltaic | Yadkin 601 Farm | 2015 | 3
Solar Photovoltaic | Yadkinville Solar | 2015 | 3.5
Solar Photovoltaic | Yamhill Solar LLC | 2011 | 1
Solar Photovoltaic | Yanceyville Farm | 2013 | 5
Solar Photovoltaic | Yanceyville Farm 2 LLC | 2015 | 5
Solar Photovoltaic | Yanceyville Farm 3, LLC | 2015 | 4.9
Solar Photovoltaic | Yankee Street | 2010 | 1.1
Solar Photovoltaic | Yardville Solar Farm | 2010 | 3.6
Solar Photovoltaic | York Road Solar I, LLC | 2015 | 2
Solar Photovoltaic | Sunray 2 | 2017 | 20
Solar Photovoltaic | Sunray 3 | 2017 | 13.8
Solar Photovoltaic | Solar Blythe LLC | 2009 | 21
Solar Photovoltaic | Maclay Solar Project | 2017 | 2
Solar Photovoltaic | Poseidon Solar, LLC | 2011 | 20
Solar Photovoltaic | Luke Solar | 2015 | 15
Solar Photovoltaic | Panoche Valley Solar Farm | 2018 | 140
Solar Photovoltaic | Solar Park Gainesville, LLC | 2011 | 1.6
Solar Photovoltaic | Solar Borrego I | 2013 | 26
Solar Photovoltaic | Imperial Solar Energy Center West | 2016 | 148.7
Solar Photovoltaic | Cotton Center Solar Hybrid | 2011 | 17
Solar Photovoltaic | Paloma Solar Hybrid | 2011 | 17.6
Solar Photovoltaic | Hyder Solar Hybrid | 2011 | 17
Solar Photovoltaic | Hyder Solar Hybrid | 2012 | 15
Solar Photovoltaic | Adobe Solar | 2014 | 20
Solar Photovoltaic | RE Dillard 1 LLC | 2012 | 3
Solar Photovoltaic | RE Kammerer 1 LLC | 2012 | 5
Solar Photovoltaic | RE Dillard 2 LLC | 2012 | 3
Solar Photovoltaic | RE Kammerer 2 LLC | 2012 | 5
Solar Photovoltaic | RE Dillard 3 LLC | 2012 | 3
Solar Photovoltaic | RE Kammerer 3 LLC | 2012 | 5
Solar Photovoltaic | RE Bruceville 1 LLC | 2012 | 5
Solar Photovoltaic | RE Bruceville 2 LLC | 2012 | 5
Solar Photovoltaic | RE Bruceville 3 LLC | 2012 | 5
Solar Photovoltaic | RE Dillard 4 LLC | 2012 | 0.4
Solar Photovoltaic | RE McKenzie 1 LLC | 2012 | 5
Solar Photovoltaic | RE McKenzie 2 LLC | 2012 | 5
Solar Photovoltaic | RE McKenzie 3 LLC | 2012 | 5
Solar Photovoltaic | RE McKenzie 4 LLC | 2012 | 5
Solar Photovoltaic | RE McKenzie 5 LLC | 2012 | 5
Solar Photovoltaic | RE McKenzie 6 LLC | 2012 | 5
Solar Photovoltaic | Moapa Southern Paiute | 2016 | 250
Solar Photovoltaic | Foothills Solar Plant Hybrid | 2013 | 35
Solar Photovoltaic | Axium Modesto Solar | 2012 | 25
Solar Photovoltaic | Lanikuhana Solar LLC | 2019 | 14.7
Solar Photovoltaic | Patua Acquisition Project, LLC | 2017 | 10.6
Solar Photovoltaic | Tissington Solar | 2019 | 3
Solar Photovoltaic | Hyder II Hybrid | 2013 | 14
Solar Photovoltaic | IND Community Solar Farm 1st Phase | 2013 | 10
Solar Photovoltaic | McCoy Solar Energy Project Hybrid | 2015 | 126.2
Solar Photovoltaic | McCoy Solar Energy Project Hybrid | 2016 | 144.4
Solar Photovoltaic | RE Rosamond One LLC | 2014 | 20
Solar Photovoltaic | RE Rosamond Two LLC | 2014 | 20
Solar Photovoltaic | RE Rio Grande Solar LLC | 2013 | 5
Solar Photovoltaic | RE Gillespie 1 LLC | 2013 | 15
Solar Photovoltaic | RE Columbia 3 LLC | 2014 | 10
Solar Photovoltaic | Garnet Solar Generation Station I LLC | 2014 | 4
Solar Photovoltaic | OCI Alamo Solar I Hybrid | 2013 | 40.7
Solar Photovoltaic | SMPA Solar 1 Community Solar | 2012 | 1
Solar Photovoltaic | Town of East Bridgewater CSG | 2013 | 2
Solar Photovoltaic | Solar Gen 2 Solar Facility | 2014 | 163.2
Solar Photovoltaic | Blueberry One | 2016 | 5
Solar Photovoltaic | Otoe Solar Power Generation Station 1 LLC | 2013 | 1.5
Solar Photovoltaic | Western Antelope Dry Ranch | 2016 | 10
Solar Photovoltaic | Monterey Regional Water Pollution Control Agency | 2010 | 1
Solar Photovoltaic | Sacramento Fairbain Water Treatment Plant | 2013 | 1
Solar Photovoltaic | KRS I Anahola Solar Hybrid | 2015 | 12
Solar Photovoltaic | Waihonu North Solar | 2016 | 5
Solar Photovoltaic | Waihonu South Solar | 2016 | 1.5
Solar Photovoltaic | Aloha Solar Energy Fund 1 PK1 | 2017 | 5
Solar Photovoltaic | Amethyst Solar | 2016 | 3
Solar Photovoltaic | Audrey Solar | 2016 | 3
Solar Photovoltaic | Milo Solar | 2016 | 3
Solar Photovoltaic | Minnie Solar | 2016 | 3
Solar Photovoltaic | Nick Solar | 2014 | 5
Solar Photovoltaic | Owen Solar | 2016 | 5
Solar Photovoltaic | Sophie Solar | 2016 | 4.5
Solar Photovoltaic | Star Solar | 2016 | 5
Solar Photovoltaic | Sonne One | 2016 | 5
Solar Photovoltaic | Kirkwall Holdings | 2016 | 5
Solar Photovoltaic | Ayrshire | 2017 | 19.4
Solar Photovoltaic | Kenansville Solar 2, LLC | 2016 | 2
Solar Photovoltaic | Sonne Two | 2016 | 5
Solar Photovoltaic | Warsaw Farm | 2015 | 65
Solar Photovoltaic | Fusion Solar Center LLC | 2018 | 20
Solar Photovoltaic | Prosperity Energy Storage Facility Hybrid | 2011 | 0.5
Solar Photovoltaic | Delilah Road Landfill | 2016 | 8.5
Solar Photovoltaic | Oregon University System OIT Klamath Falls | 2014 | 1.7
Solar Photovoltaic | Henrietta Solar Project | 2016 | 102
Solar Photovoltaic | Carol Jean Solar | 2016 | 4
Solar Photovoltaic | Gila Bend Hybrid | 2014 | 37.4
Solar Photovoltaic | Cottonwood Solar, LLC (Goose Lake) | 2015 | 12
Solar Photovoltaic | Cottonwood Solar, LLC (City of Corcoran) | 2015 | 12
Solar Photovoltaic | Calipatria Solar Farm | 2016 | 20
Solar Photovoltaic | Rockland Solar CSG | 2013 | 2
Solar Photovoltaic | Green Farm | 2016 | 5
Solar Photovoltaic | Simons Farm | 2016 | 5
Solar Photovoltaic | RE Mustang LLC | 2016 | 100
Solar Photovoltaic | Mariposa Solar Center LLC | 2016 | 5
Solar Photovoltaic | Elm City Solar Facility | 2016 | 40
Solar Photovoltaic | Woodland Solar | 2016 | 5
Solar Photovoltaic | Winton Solar | 2016 | 5
Solar Photovoltaic | Alamo 6 | 2017 | 105
Solar Photovoltaic | OCI Alamo 7 LLC | 2016 | 100
Solar Photovoltaic | Tiburon Holdings | 2016 | 5
Solar Photovoltaic | Rio Bravo Solar 1 LLC | 2016 | 20
Solar Photovoltaic | Rio Bravo Solar II LLC | 2016 | 20
Solar Photovoltaic | Caprock Solar 1 LLC | 2016 | 25
Solar Photovoltaic | Wildwood Solar II | 2017 | 15
Solar Photovoltaic | Sutter Greenworks LLC | 2015 | 5
Solar Photovoltaic | Leavenworth Greenworks LLC | 2016 | 9.5
Solar Photovoltaic | Beacon Solar Plant Site 5 | 2017 | 37.8
Solar Photovoltaic | Beacon Solar Plant Site 2 | 2017 | 47.3
Solar Photovoltaic | Hecate Energy Beacon Solar 1 | 2017 | 56
Solar Photovoltaic | Hecate Energy Beacon Solar 3 | 2016 | 56
Solar Photovoltaic | Hecate Energy Beacon Solar 4 | 2016 | 50
Solar Photovoltaic | Enterprise Solar, LLC | 2016 | 80
Solar Photovoltaic | Escalante Solar I, LLC | 2016 | 80
Solar Photovoltaic | Escalante Solar II, LLC | 2016 | 80
Solar Photovoltaic | Escalante Solar III, LLC | 2016 | 80
Solar Photovoltaic | Solar Las Vegas MB-1 | 2015 | 4.9
Solar Photovoltaic | Hadley Solar NG, LLC | 2014 | 2.7
Solar Photovoltaic | Lanier Solar | 2016 | 4.9
Solar Photovoltaic | Bearford Solar II | 2018 | 4.9
Solar Photovoltaic | Candace Solar | 2016 | 5
Solar Photovoltaic | Jacob Solar | 2016 | 5
Solar Photovoltaic | Kenneth Solar | 2016 | 3
Solar Photovoltaic | Chei Solar | 2016 | 5
Solar Photovoltaic | Murdock Solar | 2016 | 4
Solar Photovoltaic | Husky Solar | 2016 | 5
Solar Photovoltaic | Beetle Solar | 2016 | 4
Solar Photovoltaic | Happy Solar | 2016 | 4
Solar Photovoltaic | Meadows PV 1 | 2016 | 20
Solar Photovoltaic | Flat Meeks PV 1 | 2017 | 5
Solar Photovoltaic | Benthall Bridge PV 1 | 2016 | 5
Solar Photovoltaic | American Legion PV 1 | 2017 | 16
Solar Photovoltaic | Baker PV 1 | 2016 | 5
Solar Photovoltaic | Manning PV 1 | 2018 | 5
Solar Photovoltaic | Giffen Solar Park | 2017 | 20
Solar Photovoltaic | Five Points Solar Park | 2016 | 60
Solar Photovoltaic | Blackwell Solar Park | 2019 | 20
Solar Photovoltaic | Wright Solar Park | 2019 | 200
Solar Photovoltaic | Solar Oasis LLC | 2016 | 20
Solar Photovoltaic | Springbok Solar Farm 1 | 2016 | 105
Solar Photovoltaic | Innovative Solar 6 | 2016 | 3.6
Solar Photovoltaic | Keen Farm | 2015 | 5
Solar Photovoltaic | Bearford Farm Solar Project | 2017 | 5
Solar Photovoltaic | Mocksville Solar | 2016 | 15.4
Solar Photovoltaic | Millikan Farm | 2015 | 5
Solar Photovoltaic | Monroe Moore Farm | 2016 | 5
Solar Photovoltaic | Tart Farm | 2016 | 5
Solar Photovoltaic | Wellons Farm | 2015 | 5
Solar Photovoltaic | Rutherford Farm | 2016 | 74.8
Solar Photovoltaic | Schell Solar Farm | 2016 | 5
Solar Photovoltaic | Sedberry Farm | 2016 | 5
Solar Photovoltaic | Spring Valley Farm 2, LLC | 2017 | 5
Solar Photovoltaic | Tropico Solar PV Plant | 2016 | 14
Solar Photovoltaic | Nicolis Solar PV Plant | 2016 | 20
Solar Photovoltaic | Maricopa West Solar PV, LLC | 2015 | 20
Solar Photovoltaic | Charlton Solar I CSG | 2014 | 4
Solar Photovoltaic | Garysburg Solar | 2016 | 5
Solar Photovoltaic | Gaston Solar | 2016 | 5
Solar Photovoltaic | Seaboard Solar LLC | 2016 | 5
Solar Photovoltaic | Tarboro Solar | 2016 | 5
Solar Photovoltaic | Comanche Solar | 2016 | 120
Solar Photovoltaic | Imperial Valley Solar Co (IVSC) 2, LLC | 2015 | 20
Solar Photovoltaic | Cornwall Solar Center, LLC | 2016 | 5
Solar Photovoltaic | Innovative Solar 47 | 2017 | 33.8
Solar Photovoltaic | Innovative Solar 54 | 2018 | 50
Solar Photovoltaic | Innovative Solar 46 | 2016 | 78.5
Solar Photovoltaic | Innovative Solar 55 | 2017 | 6.5
Solar Photovoltaic | Innovative Solar 64 | 2016 | 4.9
Solar Photovoltaic | Innovative Solar 67 | 2018 | 33.3
Solar Photovoltaic | Remington Solar Facility | 2017 | 20
Solar Photovoltaic | Gulf Coast Solar Center I | 2017 | 30
Solar Photovoltaic | Gulf Coast Solar Center II | 2017 | 40
Solar Photovoltaic | Gulf Coast Solar Center III | 2017 | 50
Solar Photovoltaic | Mt. Home Solar 1, LLC | 2017 | 20
Solar Photovoltaic | Cottonwood Solar, LLC Cottonwood Carport | 2016 | 1
Solar Photovoltaic | Steel Sun | 2016 | 2
Solar Photovoltaic | Franklinton Solar | 2017 | 5
Solar Photovoltaic | Holdrege Solar Center | 2016 | 4
Solar Photovoltaic | Macon Solar Power Project | 2015 | 2.8
Solar Photovoltaic | SEPV 18 | 2016 | 2
Solar Photovoltaic | Aspiration G | 2017 | 9
Solar Photovoltaic | Lancaster WAD B | 2017 | 3
Solar Photovoltaic | SEPV Mojave West | 2016 | 20
Solar Photovoltaic | River Mountains Solar | 2016 | 14.4
Solar Photovoltaic | Lakeland Electric Co. (FL) - Airport II | 2012 | 3.5
Solar Photovoltaic | Ahoskie | 2018 | 5
Solar Photovoltaic | Copper Mountain Solar 4, LLC | 2016 | 93.6
Solar Photovoltaic | South Louisburg Solar | 2016 | 5
Solar Photovoltaic | Sunshine Valley Solar | 2019 | 103.5
Solar Photovoltaic | Playa Solar 1, LLC | 2017 | 79
Solar Photovoltaic | Hickory | 2019 | 5
Solar Photovoltaic | Springbok Solar Farm 2 | 2016 | 155
Solar Photovoltaic | Pikes Peak Solar Garden 1 LLC CSG | 2015 | 2
Solar Photovoltaic | Great Bay Solar 1 | 2018 | 75
Solar Photovoltaic | North Star Solar Project | 2016 | 100
Solar Photovoltaic | Watervliet PV | 2016 | 4.6
Solar Photovoltaic | OlivePV | 2016 | 5
Solar Photovoltaic | Deer Creek PV | 2016 | 2.5
Solar Photovoltaic | Twin Branch PV | 2016 | 2.6
Solar Photovoltaic | Fort Gordon Solar Facility | 2016 | 30
Solar Photovoltaic | Kings Bay Solar Facility | 2016 | 30
Solar Photovoltaic | Fort Stewart Solar Facility | 2016 | 30
Solar Photovoltaic | Kingbird A Solar LLC | 2016 | 20
Solar Photovoltaic | Marshall Solar Energy Project | 2017 | 62.3
Solar Photovoltaic | Marine Corps Logistics Base Solar | 2018 | 31
Solar Photovoltaic | Windhub Solar A LLC | 2019 | 20
Solar Photovoltaic | North Rosamond Solar LLC | 2019 | 151.1
Solar Photovoltaic | Kings Park Solar I | 2019 | 2
Solar Photovoltaic | Kings Park Solar II | 2019 | 2
Solar Photovoltaic | Butler Solar Farm 20 | 2016 | 22
Solar Photovoltaic | Pawpaw Solar Plant | 2016 | 30.5
Solar Photovoltaic | Butler Solar Project 103 | 2016 | 104
Solar Photovoltaic | Taylor County Solar | 2016 | 148
Solar Photovoltaic | Corcoran Solar 3 | 2016 | 20
Solar Photovoltaic | Western Branch High School | 2016 | 1
Solar Photovoltaic | Merck | 2017 | 2.1
Solar Photovoltaic | Mount Olive Solar | 2016 | 2
Solar Photovoltaic | KDC Solar PR1, LLC | 2019 | 17
Solar Photovoltaic | Philip Morris | 2016 | 2
Solar Photovoltaic | Freemont Solar Center LLC | 2016 | 5
Solar Photovoltaic | Crestwood Solar Center LLC | 2016 | 5
Solar Photovoltaic | Oro Loma | 2017 | 20
Solar Photovoltaic | SunE- E Philadelphia Ontario | 2016 | 1
Solar Photovoltaic | Pollocksville Solar | 2016 | 5
Solar Photovoltaic | Lillington Solar | 2017 | 5
Solar Photovoltaic | Hunt Road Solar | 2016 | 4.5
Solar Photovoltaic | Vance Solar Farm, LLC | 2016 | 5
Solar Photovoltaic | Cline Solar Farm, LLC | 2017 | 5
Solar Photovoltaic | Soluga Farms IV | 2018 | 3.4
Solar Photovoltaic | Meadowbrook Solar Farm | 2016 | 5
Solar Photovoltaic | Coats Solar Farm, LLC | 2016 | 5
Solar Photovoltaic | RE Tranquillity | 2016 | 205.3
Solar Photovoltaic | Great Valley Solar Portfolio Holdings, LLC | 2017 | 100
Solar Photovoltaic | Great Valley Solar Portfolio Holdings, LLC | 2018 | 102.5
Solar Photovoltaic | Iron Springs Solar, LLC | 2016 | 80
Solar Photovoltaic | Granite Mountain Solar West, LLC | 2016 | 50.4
Solar Photovoltaic | Granite Mountain Solar East, LLC | 2016 | 80
Solar Photovoltaic | Five Forks Solar | 2019 | 20
Solar Photovoltaic | Osceola Solar Facility | 2016 | 3.8
Solar Photovoltaic | ESA Smithfield | 2015 | 1.8
Solar Photovoltaic | Western Antelope Blue Sky B | 2016 | 20
Solar Photovoltaic | North Lancaster Ranch | 2016 | 20
Solar Photovoltaic | Central Antelope Dry Ranch C | 2016 | 20
Solar Photovoltaic | Elevation Solar C | 2016 | 40
Solar Photovoltaic | Walt Disney World Solar Facility | 2016 | 4.9
Solar Photovoltaic | RE Astoria | 2016 | 100
Solar Photovoltaic | RE Astoria 2 | 2016 | 75
Solar Photovoltaic | New Haven Solar RES | 2016 | 1.1
Solar Photovoltaic | Ellettsville Solar RES | 2016 | 1.1
Solar Photovoltaic | Henryville Solar RES | 2016 | 1.1
Solar Photovoltaic | Spring Mill Solar RES | 2017 | 1.1
Solar Photovoltaic | Decatur Co. Solar RES (IN) | 2017 | 1.1
Solar Photovoltaic | Jackson Co. Solar RES | 2017 | 1.1
Solar Photovoltaic | Johnson Co. Solar RES | 2016 | 1.1
Solar Photovoltaic | Babcock Solar Energy Center Hybrid | 2016 | 74.5
Solar Photovoltaic | RE Roserock | 2016 | 160
Solar Photovoltaic | Turkey Creek PV1 | 2017 | 13.5
Solar Photovoltaic | Vaughn Creek PV1 | 2017 | 20
Solar Photovoltaic | Daytona International Speedway Solar | 2016 | 1.6
Solar Photovoltaic | FIU Solar | 2016 | 1.6
Solar Photovoltaic | Murphy Flat Solar | 2017 | 20
Solar Photovoltaic | Orchard Ranch Solar | 2017 | 20
Solar Photovoltaic | American Falls Solar | 2017 | 20
Solar Photovoltaic | American Falls Solar II | 2017 | 20
Solar Photovoltaic | Manatee Solar Energy Center | 2016 | 74.5
Solar Photovoltaic | Greenwood Solar Farm | 2016 | 1.4
Solar Photovoltaic | SR Jenkins Ft Lupton | 2016 | 13
Solar Photovoltaic | Waipio Solar | 2019 | 45.9
Solar Photovoltaic | Pecan Solar | 2018 | 74.9
Solar Photovoltaic | SunE Rochester | 2016 | 1
Solar Photovoltaic | CA Flats Solar 130, LLC | 2017 | 130
Solar Photovoltaic | CA Flats Solar 150, LLC | 2019 | 150
Solar Photovoltaic | Frontier Solar LLC | 2016 | 20
Solar Photovoltaic | Cuyama Solar, LLC | 2017 | 40
Solar Photovoltaic | Buckthorn Westex | 2018 | 154
Solar Photovoltaic | Shoreham Solar Commons | 2018 | 24.9
Solar Photovoltaic | Innovative Solar 63, LLC | 2016 | 4.9
Solar Photovoltaic | Steel Bridge Solar, LLC | 2016 | 2.3
Solar Photovoltaic | River Bend Solar, LLC | 2016 | 75
Solar Photovoltaic | River Bend Solar, LLC | 2017 | 2
Solar Photovoltaic | Citrus Solar Energy Center Hybrid | 2016 | 74.5
Solar Photovoltaic | Avalon Solar II | 2016 | 16
Solar Photovoltaic | Live Oak Solar, LLC | 2016 | 51
Solar Photovoltaic | White Pine Solar, LLC | 2016 | 101.2
Solar Photovoltaic | Federal Road Solar 1, LLC CSG | 2015 | 4.4
Solar Photovoltaic | BWC Swan Pond River CSG | 2015 | 1.6
Solar Photovoltaic | Grand View Solar Two | 2016 | 80
Solar Photovoltaic | Perry Solar Facility | 2016 | 5.1
Solar Photovoltaic | Palmer Landfill | 2016 | 4
Solar Photovoltaic | CED Avenal | 2017 | 15.8
Solar Photovoltaic | CED Ducor 1 | 2016 | 20
Solar Photovoltaic | CED Ducor 2 | 2016 | 20
Solar Photovoltaic | CED Ducor 3 | 2016 | 15
Solar Photovoltaic | CED Ducor 4 | 2016 | 20
Solar Photovoltaic | White Oak Solar, LLC | 2016 | 76.5
Solar Photovoltaic | AVS Lancaster 1 | 2016 | 3.7
Solar Photovoltaic | US-TOPCO (Soccer Center) | 2016 | 3
Solar Photovoltaic | Kingbird B Solar, LLC | 2016 | 20
Solar Photovoltaic | Blythe Solar II, LLC | 2016 | 131.2
Solar Photovoltaic | Blythe Solar 110, LLC | 2016 | 109.8
Solar Photovoltaic | Onondaga County - Metro Water Board | 2016 | 1
Solar Photovoltaic | Onondaga County - Oak Orchard WWTP | 2017 | 2
Solar Photovoltaic | Hewlett-Packard (HP) - Andover, MA | 2017 | 1.7
Solar Photovoltaic | Town of Needham VNEM CSG | 2016 | 3
Solar Photovoltaic | Williamsburg Solar LLC VNEM CSG | 2016 | 2.2
Solar Photovoltaic | Oregon Convention Center | 2016 | 1.4
Solar Photovoltaic | Jackson Board of Education-Liberty HS | 2016 | 1.2
Solar Photovoltaic | Oneida County- DPW | 2017 | 1.5
Solar Photovoltaic | Town of Halfmoon | 2017 | 1
Solar Photovoltaic | BJ's Wholesale Club, Inc- Uxbridge | 2017 | 1
Solar Photovoltaic | Western Michigan Solar Gardens | 2016 | 1
Solar Photovoltaic | Grand Valley Solar Gardens | 2016 | 3
Solar Photovoltaic | Castle Gap Solar Hybrid | 2018 | 180
Solar Photovoltaic | Goldfinch | 2016 | 3
Solar Photovoltaic | Kawailoa Solar | 2019 | 49
Solar Photovoltaic | Eastern Shore Solar, LLC | 2016 | 80
Solar Photovoltaic | Lemoore 1 | 2016 | 1.5
Solar Photovoltaic | Baltimore Church Solar, LLC | 2017 | 5.4
Solar Photovoltaic | Cohen Farm Solar, LLC | 2016 | 4.9
Solar Photovoltaic | Floyd Solar, LLC | 2016 | 6.5
Solar Photovoltaic | Innovative Solar 43, LLC | 2016 | 50.8
Solar Photovoltaic | Building F | 2016 | 1.3
Solar Photovoltaic | Building G | 2016 | 1.2
Solar Photovoltaic | Buidling L | 2016 | 1
Solar Photovoltaic | Shelter Solar | 2018 | 5
Solar Photovoltaic | Heedeh Solar | 2018 | 4.5
Solar Photovoltaic | Daystar Solar | 2017 | 5
Solar Photovoltaic | Kathleen Solar | 2018 | 5
Solar Photovoltaic | Grove Solar | 2019 | 5
Solar Photovoltaic | Dulles | 2016 | 2
Solar Photovoltaic | Freeway Springs | 2016 | 2
Solar Photovoltaic | Solverde 1 | 2016 | 85
Solar Photovoltaic | Antelope DSR 1 | 2016 | 50
Solar Photovoltaic | Antelope DSR 2 | 2016 | 5
Solar Photovoltaic | TWE New Bern Solar Project, LLC | 2016 | 4
Solar Photovoltaic | Whitethorn Solar LLC | 2016 | 3.3
Solar Photovoltaic | County Home Solar Center, LLC | 2016 | 2
Solar Photovoltaic | CES Cherry Hill Solar | 2016 | 1.2
Solar Photovoltaic | Hemlock Solar | 2017 | 5
Solar Photovoltaic | Long Farm 46 Solar, LLC | 2016 | 5
Solar Photovoltaic | HXNAir Solar One | 2017 | 5
Solar Photovoltaic | CMEEC - Bozrah | 2016 | 2.5
Solar Photovoltaic | Rancho Seco Solar, LLC | 2016 | 10.8
Solar Photovoltaic | BJ's Wholesale Club Inc Dist Center | 2016 | 1.4
Solar Photovoltaic | Conn Mun Electric Energy Coop | 2016 | 1
Solar Photovoltaic | Orange County Solar Farm (NY) | 2017 | 1.5
Solar Photovoltaic | Estrella Mountain PV | 2019 | 1.8
Solar Photovoltaic | Genentech-Oceanside Hybrid | 2016 | 4.5
Solar Photovoltaic | Onondaga County- Jamesville | 2018 | 2
Solar Photovoltaic | RE Garland | 2016 | 185.1
Solar Photovoltaic | Midway Solar Farm II | 2017 | 30
Solar Photovoltaic | Algonquin SKIC 10 Solar, LLC | 2017 | 10
Solar Photovoltaic | IMPA Huntingburg Solar Park | 2016 | 2
Solar Photovoltaic | IMPA Washington Solar Park | 2016 | 4
Solar Photovoltaic | IMPA Anderson Solar Park | 2017 | 5
Solar Photovoltaic | Weymouth Solar Plant | 2016 | 3
Solar Photovoltaic | Stainback Solar Farm | 2016 | 5
Solar Photovoltaic | Alta Luna | 2017 | 28.1
Solar Photovoltaic | Playa Solar 2 | 2017 | 100
Solar Photovoltaic | Junction Road | 2016 | 4.4
Solar Photovoltaic | Cedar Branch | 2016 | 6.1
Solar Photovoltaic | Sharon Station | 2016 | 2.7
Solar Photovoltaic | CED Westfield Solar, LLC | 2016 | 2
Solar Photovoltaic | Westside Solar Power PV1 | 2016 | 2
Solar Photovoltaic | Castor Solar | 2016 | 1.5
Solar Photovoltaic | Southbridge Solar | 2016 | 1.9
Solar Photovoltaic | Antelope Big Sky Ranch | 2016 | 20
Solar Photovoltaic | Summer Solar LLC | 2016 | 20
Solar Photovoltaic | Central Antelope Dry Ranch B LLC | 2017 | 3
Solar Photovoltaic | SR Mavericks | 2016 | 7.8
Solar Photovoltaic | Organ Church Solar | 2019 | 5
Solar Photovoltaic | Red Horse III | 2016 | 30
Solar Photovoltaic | Ajax Solar | 2017 | 5
Solar Photovoltaic | Trinity Solar | 2019 | 5
Solar Photovoltaic | St. Matthews Solar | 2017 | 10.2
Solar Photovoltaic | Montana Solar Facility | 2017 | 3
Solar Photovoltaic | Holloman Solar Facility | 2018 | 5
Solar Photovoltaic | Sumrall II Solar Farm | 2017 | 52
Solar Photovoltaic | San Isabel Solar, LLC | 2016 | 30
Solar Photovoltaic | Sumrall I Solar Farm | 2017 | 52
Solar Photovoltaic | Mesquite Solar 2, LLC | 2016 | 100
Solar Photovoltaic | Mesquite Solar 3, LLC | 2016 | 150
Solar Photovoltaic | Portal Ridge Solar B, LLC | 2017 | 20
Solar Photovoltaic | Portal Ridge Solar C, LLC | 2017 | 11.4
Solar Photovoltaic | Midway Solar Farm III | 2018 | 20
Solar Photovoltaic | Scott Solar Farm | 2016 | 17
Solar Photovoltaic | Woodland Solar Farm | 2016 | 19
Solar Photovoltaic | Whitehouse Solar Farm | 2016 | 20
Solar Photovoltaic | Jeffco Community Solar Gardens LLC | 2016 | 1.2
Solar Photovoltaic | Willow Spring Solar, LLC | 2019 | 107.9
Solar Photovoltaic | East Amwell | 2016 | 1.8
Solar Photovoltaic | Grove Solar Center, LLC | 2016 | 6
Solar Photovoltaic | Hyline Solar Center, LLC | 2016 | 9
Solar Photovoltaic | Open Range Solar Center, LLC | 2016 | 10
Solar Photovoltaic | Railroad Solar Center, LLC | 2016 | 4.5
Solar Photovoltaic | Thunderegg Solar Center, LLC | 2016 | 10
Solar Photovoltaic | Vale Air Solar Center, LLC | 2016 | 10
Solar Photovoltaic | Midway Solar Farm 1 | 2018 | 50
Solar Photovoltaic | Providence Solar | 2017 | 16
Solar Photovoltaic | Sudbury Solar | 2016 | 2
Solar Photovoltaic | Demille Solar Farm | 2017 | 28.4
Solar Photovoltaic | Turrill Solar Farm | 2017 | 19.6
Solar Photovoltaic | O'Shea Solar Farm | 2017 | 2
Solar Photovoltaic | Solar Las Vegas MB 2, LLC | 2016 | 1.5
Solar Photovoltaic | Bison Solar LLC | 2016 | 30
Solar Photovoltaic | Boulder Solar Power, LLC | 2016 | 100
Solar Photovoltaic | Gastonia Solar Center | 2018 | 4.3
Solar Photovoltaic | Wortham Solar Farm | 2016 | 5
Solar Photovoltaic | White Farm Solar, LLC | 2016 | 5.2
Solar Photovoltaic | Snow Camp Solar, LLC | 2016 | 5.2
Solar Photovoltaic | Flint Hill Solar, LLC | 2016 | 5.2
Solar Photovoltaic | Legoland Solar | 2016 | 1.4
Solar Photovoltaic | Lamesa Solar | 2017 | 102
Solar Photovoltaic | ILR Landfill | 2016 | 6.6
Solar Photovoltaic | NHA at Mansfield NJ | 2016 | 5
Solar Photovoltaic | Shoe Creek Solar, LLC | 2017 | 65
Solar Photovoltaic | Sulphur Springs | 2016 | 20
Solar Photovoltaic | Monroe Solar Facility | 2017 | 54.6
Solar Photovoltaic | Hertford Solar Farm | 2016 | 5
Solar Photovoltaic | RE Garland A | 2016 | 20.2
Solar Photovoltaic | RE Barren Ridge 1 | 2016 | 60
Solar Photovoltaic | SJA Solar LLC-Solterra Monastery CSG | 2016 | 14.7
Solar Photovoltaic | Tamworth Holdings | 2019 | 5
Solar Photovoltaic | MC1 Solar | 2016 | 5
Solar Photovoltaic | St. Pauls Solar 1, LLC | 2017 | 4.9
Solar Photovoltaic | Kennedy Solar, LLC | 2017 | 4.9
Solar Photovoltaic | Innovative Solar 65 | 2016 | 4.9
Solar Photovoltaic | Lincoln Solar, LLC (NC) | 2016 | 4.9
Solar Photovoltaic | Exum Farm Solar, LLC | 2016 | 4.9
Solar Photovoltaic | CB Bladen Solar, LLC | 2016 | 5.2
Solar Photovoltaic | Chaves Solar, LLC | 2016 | 70
Solar Photovoltaic | Roswell Solar, LLC | 2016 | 70
Solar Photovoltaic | Nash 97 Solar, LLC | 2016 | 5.2
Solar Photovoltaic | South Winston Farm, LLC | 2016 | 5.2
Solar Photovoltaic | Sullivan Solar, LLC | 2016 | 5.2
Solar Photovoltaic | Munro Valley Solar | 2016 | 4
Solar Photovoltaic | Bonnybrooke PV | 2016 | 50
Solar Photovoltaic | Hardison Farm Solar, LLC | 2016 | 5.2
Solar Photovoltaic | Maxton Solar, LLC | 2016 | 4.9
Solar Photovoltaic | Modlin Solar Farm | 2016 | 4.9
Solar Photovoltaic | Fairhaven C CSG | 2017 | 1.6
Solar Photovoltaic | West Bridgewater AB CSG | 2017 | 1.7
Solar Photovoltaic | RCWD PV Project | 2016 | 4.1
Solar Photovoltaic | CoServ Community Solar Station | 2015 | 2
Solar Photovoltaic | CA Dept of Public Health at Richmond | 2017 | 2.2
Solar Photovoltaic | Tides Lane Farm | 2019 | 3.7
Solar Photovoltaic | Three Peaks Power | 2016 | 80
Solar Photovoltaic | Crane Solar Facility | 2017 | 17
Solar Photovoltaic | East Pecos Solar | 2017 | 118.5
Solar Photovoltaic | Bernards Solar | 2016 | 2.9
Solar Photovoltaic | Whitakers Farm (Fisher Rd) | 2016 | 3.4
Solar Photovoltaic | McGrigor Farm Solar | 2019 | 5
Solar Photovoltaic | Carver MA 1 Community Solar | 2016 | 2
Solar Photovoltaic | Wareham MA 1 Community Solar | 2016 | 2
Solar Photovoltaic | ID Solar | 2016 | 40
Solar Photovoltaic | Pavant Solar II LLC | 2016 | 50
Solar Photovoltaic | The Clorox Company | 2016 | 1.6
Solar Photovoltaic | Onondaga County- Clearwater | 2017 | 2
Solar Photovoltaic | Greene County Meter #1 | 2018 | 1.6
Solar Photovoltaic | Chesapeake College | 2016 | 1.5
Solar Photovoltaic | Red Rock | 2017 | 40
Solar Photovoltaic | Solar Glynn | 2016 | 18
Solar Photovoltaic | CPS 1 Community Solar | 2016 | 1
Solar Photovoltaic | Westport MA 1 Community Solar | 2016 | 1.3
Solar Photovoltaic | Bayshore Solar B, LLC | 2017 | 20
Solar Photovoltaic | Bayshore Solar C, LLC | 2017 | 20
Solar Photovoltaic | Westport MA 2 Community Solar | 2016 | 1.2
Solar Photovoltaic | Bethlehem - East | 2016 | 1.7
Solar Photovoltaic | Bethlehem - West | 2016 | 1
Solar Photovoltaic | Bayshore Solar A, LLC | 2017 | 20
Solar Photovoltaic | Williamston West Farm, LLC | 2016 | 4.9
Solar Photovoltaic | Longboat Solar, LLC | 2016 | 20
Solar Photovoltaic | River Road Solar, LLC | 2016 | 5
Solar Photovoltaic | Redwood 4 Solar Farm | 2017 | 20
Solar Photovoltaic | Springbok 3 Solar Farm Hybrid | 2019 | 90
Solar Photovoltaic | Rail Trail | 2016 | 2
Solar Photovoltaic | Rising Paper | 2016 | 2.5
Solar Photovoltaic | SR Skylark B | 2016 | 2
Solar Photovoltaic | Shirley Water | 2016 | 2
Solar Photovoltaic | Broome County | 2018 | 4
Solar Photovoltaic | Valley Center | 2016 | 2.3
Solar Photovoltaic | Two Mile Desert Project | 2019 | 16.2
Solar Photovoltaic | Clear Spring Ranch PV Project | 2016 | 10
Solar Photovoltaic | Greenville | 2014 | 1
Solar Photovoltaic | Vidalia Water Treatment Plant | 2014 | 1
Solar Photovoltaic | Stafford Hill Solar Hybrid | 2015 | 2
Solar Photovoltaic | Albany Solar | 2016 | 10
Solar Photovoltaic | Annandale Solar | 2016 | 6
Solar Photovoltaic | Atwater Solar | 2016 | 4
Solar Photovoltaic | Chisago Solar | 2016 | 6.5
Solar Photovoltaic | Dodge Center Solar | 2016 | 6.5
Solar Photovoltaic | Eastwood Solar | 2016 | 5.5
Solar Photovoltaic | Hastings Solar | 2016 | 4.5
Solar Photovoltaic | Lake Emily Solar | 2016 | 4.5
Solar Photovoltaic | Lake Pulaski Solar | 2016 | 7.5
Solar Photovoltaic | Lawrence Creek Solar | 2016 | 3.5
Solar Photovoltaic | Montrose Solar | 2016 | 3.5
Solar Photovoltaic | Paynesville Solar | 2016 | 10
Solar Photovoltaic | Pine Island Solar | 2016 | 4
Solar Photovoltaic | Waseca Solar | 2016 | 10
Solar Photovoltaic | West Faribault Solar | 2016 | 5.5
Solar Photovoltaic | West Waconia Solar | 2016 | 8.5
Solar Photovoltaic | Saluda Solar, LLC | 2016 | 6.8
Solar Photovoltaic | Limerick Road Solar Farm | 2013 | 2.2
Solar Photovoltaic | Langdon Solar Farm, LLC | 2015 | 5
Solar Photovoltaic | Innovative Solar 42 | 2017 | 71
Solar Photovoltaic | Innovative Solar 31 | 2017 | 35
Solar Photovoltaic | 158th Fighter Wing Solar Farm | 2011 | 1.3
Solar Photovoltaic | Tri-County Solar Facility | 2016 | 1
Solar Photovoltaic | KIUC Kapaia PV and BA Storage Project Hybrid | 2017 | 15
Solar Photovoltaic | GMP Solar - Richmond | 2016 | 1.9
Solar Photovoltaic | NorWest Energy 2, LLC | 2016 | 9.9
Solar Photovoltaic | ZV Solar 3, LLC | 2016 | 5
Solar Photovoltaic | Hattiesburg Solar Farm | 2017 | 50
Solar Photovoltaic | Southerland Farm Solar | 2016 | 5
Solar Photovoltaic | Hazlehurst II | 2016 | 52.5
Solar Photovoltaic | Selmer I | 2016 | 16
Solar Photovoltaic | Selmer II | 2016 | 8
Solar Photovoltaic | Solar Blythe 2 | 2017 | 20
Solar Photovoltaic | Millington Solar Farm | 2018 | 53
Solar Photovoltaic | GMP Solar - Panton Hybrid | 2016 | 4.9
Solar Photovoltaic | HQC Rock River Solar Power Gen Station | 2016 | 2.1
Solar Photovoltaic | Wadesboro Farm 2 | 2016 | 5
Solar Photovoltaic | Wadesboro Farm 3 | 2016 | 5
Solar Photovoltaic | Hector Farm | 2017 | 5
Solar Photovoltaic | Kojak Farm | 2016 | 5
Solar Photovoltaic | Meriwether Farm | 2016 | 5
Solar Photovoltaic | Soluga Farms III | 2015 | 5
Solar Photovoltaic | Upton County Solar | 2017 | 150
Solar Photovoltaic | CoTAL Solar Farm | 2017 | 20
Solar Photovoltaic | LaFayette Solar Farm | 2017 | 79.2
Solar Photovoltaic | Oceana Solar | 2017 | 17.6
Solar Photovoltaic | Mount Vernon Solar | 2015 | 1
Solar Photovoltaic | Pleasant Valley Solar | 2016 | 2.5
Solar Photovoltaic | Golden Fields Solar I, LLC | 2016 | 54
Solar Photovoltaic | Solar Star California, XLI, LLC | 2016 | 54
Solar Photovoltaic | Wayne Solar III LLC | 2014 | 5
Solar Photovoltaic | Wayne Solar II LLC | 2014 | 5
Solar Photovoltaic | Duplin Solar I LLC (160 Houston Lane) | 2014 | 5
Solar Photovoltaic | Old Pageland Monroe Road Solar Farm | 2015 | 5.3
Solar Photovoltaic | Bay Branch Solar | 2018 | 5
Solar Photovoltaic | Wayne Solar I LLC | 2014 | 5
Solar Photovoltaic | Jacobson 5 MW Solar | 2017 | 4.4
Solar Photovoltaic | Wye Mills VNEM CSG | 2016 | 10
Solar Photovoltaic | CMEEC - Rogers Rd Solar | 2017 | 1.3
Solar Photovoltaic | CMEEC - Polaris Park Solar Hybrid | 2017 | 3.5
Solar Photovoltaic | CMEEC - Navy NE Trident | 2017 | 1
Solar Photovoltaic | CMEEC - Norwich Stott St Solar Hybrid | 2016 | 3.5
Solar Photovoltaic | Summit Farms Solar | 2017 | 62.4
Solar Photovoltaic | Morin Solar 2013 LLC | 2013 | 4
Solar Photovoltaic | Brookfield Solar 2013 LLC | 2013 | 2
Solar Photovoltaic | WYM 1250 Palmer LLC | 2013 | 1
Solar Photovoltaic | Southern Sky Renew Energy Berkley LLC | 2014 | 3
Solar Photovoltaic | BC Solar | 2016 | 8
Solar Photovoltaic | Worcester Landfill | 2017 | 6.5
Solar Photovoltaic | DG AMP Solar Bowling Green | 2017 | 20
Solar Photovoltaic | Brantley Solar | 2018 | 50.2
Solar Photovoltaic | Fox Creek Solar | 2018 | 50.2
Solar Photovoltaic | Renew Canal 1 CSG LLC | 2017 | 1.2
Solar Photovoltaic | Perkins Solar, LLC | 2016 | 2
Solar Photovoltaic | Empire Solar | 2016 | 5
Solar Photovoltaic | Blue Lake Solar | 2016 | 3
Solar Photovoltaic | Gainey Solar, LLC | 2016 | 2
Solar Photovoltaic | Auten Road Farm, LLC | 2017 | 5
Solar Photovoltaic | Creech Solar 2, LLC | 2016 | 5
Solar Photovoltaic | Bunn Level Farm, LLC | 2016 | 5
Solar Photovoltaic | Cork Oak Solar | 2017 | 20
Solar Photovoltaic | Sunflower Solar | 2017 | 16
Solar Photovoltaic | Solar Mule, LLC | 2017 | 1.5
Solar Photovoltaic | West Brookfield Solar, LLC | 2016 | 1.4
Solar Photovoltaic | North Nash Farm, LLC | 2015 | 5
Solar Photovoltaic | Dickinson Solar Array | 2016 | 2.3
Solar Photovoltaic | Belchertown | 2015 | 1
Solar Photovoltaic | Moffett Solar Project | 2017 | 71.4
Solar Photovoltaic | Ridgeland Solar Project | 2017 | 10
Solar Photovoltaic | Archdiocese of Baltimore J | 2015 | 2
Solar Photovoltaic | Archdiocese of Baltimore L | 2015 | 2
Solar Photovoltaic | Baltimore City B | 2015 | 2
Solar Photovoltaic | Baltimore City D | 2015 | 2
Solar Photovoltaic | Baltimore City F | 2015 | 2
Solar Photovoltaic | Baltimore City G | 2015 | 2
Solar Photovoltaic | City of Havre De Grace C | 2015 | 2
Solar Photovoltaic | Sod Run WTP A | 2015 | 2
Solar Photovoltaic | Nixa Solar, LLC | 2017 | 7.9
Solar Photovoltaic | San Joaquin Solar | 2018 | 19.8
Solar Photovoltaic | San Joaquin Solar | 2019 | 1.5
Solar Photovoltaic | Fort Rucker Solar Array | 2017 | 10.6
Solar Photovoltaic | ANAD Solar Array | 2017 | 7.4
Solar Photovoltaic | Annapolis Solar Park, LLC | 2018 | 12
Solar Photovoltaic | Pearl Solar | 2017 | 50
Solar Photovoltaic | Amphitheater High School Solar | 2016 | 1
Solar Photovoltaic | Canyon Del Oro High School Solar | 2016 | 4.4
Solar Photovoltaic | Pierre Solar | 2016 | 1
Solar Photovoltaic | Tanager Holdings | 2019 | 5
Solar Photovoltaic | WakeSun LLC | 2017 | 3
Solar Photovoltaic | BentonSun LLC | 2016 | 5
Solar Photovoltaic | Rincon Solar I | 2016 | 18.4
Solar Photovoltaic | Trenton Solar Farm (MO) | 2015 | 2.8
Solar Photovoltaic | Rolla Solar Farm (MO) | 2016 | 2.8
Solar Photovoltaic | Waynesville Solar Farm (MO) | 2016 | 2.8
Solar Photovoltaic | Marshall Solar Farm (MO) | 2016 | 2.8
Solar Photovoltaic | Havre de Grace II - E at Perryman | 2016 | 1.4
Solar Photovoltaic | IFF Hazlet | 2014 | 3
Solar Photovoltaic | Stone Hill Solar CSG | 2014 | 2
Solar Photovoltaic | Chisago Community Solar | 2016 | 4
Solar Photovoltaic | Ursa Community Solar | 2017 | 5
Solar Photovoltaic | Sunrise Community Solar | 2016 | 5
Solar Photovoltaic | Rosemount Community Solar | 2016 | 5
Solar Photovoltaic | Paynesville Community Solar | 2016 | 4
Solar Photovoltaic | Paynesville Community Solar | 2017 | 1
Solar Photovoltaic | Orion Community Solar | 2017 | 3
Solar Photovoltaic | Northfield Community Solar | 2016 | 5
Solar Photovoltaic | Weld 1 Community Solar Array | 2017 | 1.5
Solar Photovoltaic | Logan 1 Community Solar Array | 2017 | 1.5
Solar Photovoltaic | Conejos 1 Community Solar Array | 2017 | 1.5
Solar Photovoltaic | Arapahoe 3 Community Solar Array | 2017 | 1.8
Solar Photovoltaic | Xcel Adams 2 Community Solar Array | 2017 | 1.5
Solar Photovoltaic | Xcel Adams 1 Community Solar Array | 2017 | 1.8
Solar Photovoltaic | East Orange Solar | 2015 | 4.5
Solar Photovoltaic | Howell Solar | 2016 | 7
Solar Photovoltaic | Raritan Solar | 2016 | 7.5
Solar Photovoltaic | Bridgewater Solar CSG | 2015 | 2.3
Solar Photovoltaic | Holliston Solar CSG | 2015 | 1
Solar Photovoltaic | Frankford Solar | 2012 | 8.2
Solar Photovoltaic | Brickyard Solar | 2015 | 1.5
Solar Photovoltaic | Bordentown Solar | 2015 | 6.8
Solar Photovoltaic | Longview Solar | 2016 | 13.6
Solar Photovoltaic | Wilmington Solar | 2015 | 2
Solar Photovoltaic | Church Hill | 2016 | 6
Solar Photovoltaic | Fall River Solar CSG | 2013 | 2
Solar Photovoltaic | DSM Solar | 2014 | 4.5
Solar Photovoltaic | Pittsgrove Solar | 2014 | 2
Solar Photovoltaic | Old Midville Solar | 2016 | 19.7
Solar Photovoltaic | SEPV Imperial Dixieland West | 2016 | 3
Solar Photovoltaic | SEPV Imperial Dixieland East | 2016 | 2
Solar Photovoltaic | Silvi Gibraltar Rock | 2016 | 2.5
Solar Photovoltaic | Seabrook Village | 2016 | 3.1
Solar Photovoltaic | Simcoe Solar | 2017 | 20
Solar Photovoltaic | Gloucester Community College Solar | 2014 | 2.3
Solar Photovoltaic | Shirley Landfill | 2017 | 1
Solar Photovoltaic | DDR Shoppers World | 2017 | 1.3
Solar Photovoltaic | Spartan | 2017 | 8.3
Solar Photovoltaic | Meadow Solar | 2016 | 3
Solar Photovoltaic | Cedarville CSG | 2017 | 2.5
Solar Photovoltaic | Freeze Solar | 2013 | 1.5
Solar Photovoltaic | Roper Farm, LLC | 2015 | 5
Solar Photovoltaic | Pfizer Peapack Solar | 2016 | 6.2
Solar Photovoltaic | Holland Solar | 2015 | 3
Solar Photovoltaic | Victory Solar LLC | 2016 | 12.8
Solar Photovoltaic | L'Oreal Franklin | 2012 | 1
Solar Photovoltaic | L'Oreal Monmouth | 2013 | 2
Solar Photovoltaic | Lower Cape May HS | 2012 | 1.5
Solar Photovoltaic | Timber Creek HS | 2013 | 1.3
Solar Photovoltaic | Adams Ave MS and HS | 2011 | 1.3
Solar Photovoltaic | Adams Ave MS and HS | 2012 | 1.8
Solar Photovoltaic | Phantom Solar | 2017 | 15.4
Solar Photovoltaic | Deerfield CSG Solar | 2017 | 4.5
Solar Photovoltaic | Community Foodbank of NJ | 2012 | 1
Solar Photovoltaic | Hew Fulton Farm, LLC | 2015 | 5
Solar Photovoltaic | McGoogan Farm, LLC | 2015 | 5
Solar Photovoltaic | Barnhill Road Solar, LLC | 2016 | 3.1
Solar Photovoltaic | Leggett Solar, LLC | 2016 | 5
Solar Photovoltaic | Jersey Holdings | 2017 | 5
Solar Photovoltaic | Tungsten Mountain | 2019 | 7.3
Solar Photovoltaic | Williamston Speight Solar, LLC | 2016 | 15
Solar Photovoltaic | Suwannee Solar Facility | 2017 | 8.8
Solar Photovoltaic | Bluebell Solar | 2018 | 30
Solar Photovoltaic | PVN Milliken, LLC | 2017 | 3
Solar Photovoltaic | SunAnza | 2017 | 2
Solar Photovoltaic | Eichtens Community Solar | 2016 | 3.9
Solar Photovoltaic | Red Wing Community Solar | 2016 | 4.9
Solar Photovoltaic | South Atlantic Services Solar Farm I | 2013 | 1.6
Solar Photovoltaic | Iron Horse Solar 4, LLC | 2017 | 4.5
Solar Photovoltaic | Catawba Solar LLC | 2016 | 2
Solar Photovoltaic | CEC Solar #1117, LLC | 2018 | 1.5
Solar Photovoltaic | ACCC Mays Landing | 2013 | 1.4
Solar Photovoltaic | Deutsche Bank- Piscataway Solar | 2011 | 1
Solar Photovoltaic | Gemini Technologies Services, Inc. Solar | 2013 | 1.3
Solar Photovoltaic | Beaver Run | 2015 | 7.4
Solar Photovoltaic | North Bergen Solar | 2016 | 1.6
Solar Photovoltaic | US Foods Solar | 2012 | 6
Solar Photovoltaic | Summit Water Nexus Mt. Holly, LLC Solar | 2013 | 1
Solar Photovoltaic | Sabert Solar | 2011 | 1.8
Solar Photovoltaic | Cloverdale Solar Center | 2019 | 1
Solar Photovoltaic | Hampshire College Hybrid | 2017 | 3.4
Solar Photovoltaic | Town of Lexington Solar | 2017 | 1.6
Solar Photovoltaic | Sullivan County - Adult Care Solar | 2017 | 2
Solar Photovoltaic | Oswego County - Fulton Solar | 2018 | 2
Solar Photovoltaic | Jefferson-Lewis BOCES Solar | 2017 | 2
Solar Photovoltaic | Montgomery County Correctional Facility | 2017 | 1.4
Solar Photovoltaic | Weber State University - Davis Campus PV | 2017 | 1.3
Solar Photovoltaic | Intel - Ocotillo Campus Solar | 2017 | 2.8
Solar Photovoltaic | Intel - Ocotillo Campus Solar | 2018 | 1.4
Solar Photovoltaic | South Sioux City Solar | 2016 | 2.3
Solar Photovoltaic | Valley Sanitary District WTP Solar | 2016 | 1
Solar Photovoltaic | Colgreen North Shore Solar Farm | 2018 | 74.8
Solar Photovoltaic | Webster Holdco Solar CSG | 2017 | 5
Solar Photovoltaic | Farmington Holdco Solar | 2017 | 5
Solar Photovoltaic | Dodge Holdco Solar CSG | 2017 | 5
Solar Photovoltaic | Hwy 14 Holdco Solar CSG | 2017 | 5
Solar Photovoltaic | Pine Island Solar CSG | 2017 | 3.9
Solar Photovoltaic | Big Lake Holdco Solar CSG | 2017 | 5
Solar Photovoltaic | Forest Lake Solar CSG | 2017 | 5
Solar Photovoltaic | Wabasha Holdco Solar CSG | 2017 | 3
Solar Photovoltaic | Goya Foods, Inc- Jersey City Solar | 2015 | 2.5
Solar Photovoltaic | Goya Foods, Inc- Secaucus Solar | 2016 | 1.6
Solar Photovoltaic | Prudential 55 Livingston Roseland Solar | 2013 | 1.2
Solar Photovoltaic | Prudential 80 Livingston Roseland Solar | 2013 | 1.7
Solar Photovoltaic | Genentech Vacaville Meter #1 | 2017 | 6.1
Solar Photovoltaic | US GSA - Sacramento | 2018 | 1.1
Solar Photovoltaic | Garrett County - DPU Treatment Plant | 2017 | 1.2
Solar Photovoltaic | Temple Solar Arrays | 2011 | 2.2
Solar Photovoltaic | Emmitsburg Solar Arrays | 2014 | 1.7
Solar Photovoltaic | Curtis Hill Solar CSG | 2016 | 2
Solar Photovoltaic | Depot Hill Solar CSG | 2016 | 2
Solar Photovoltaic | SR Houston | 2016 | 3.1
Solar Photovoltaic | Bird Machine Solar Farm | 2017 | 3.5
Solar Photovoltaic | Iron Horse Solar I CSG | 2016 | 2.9
Solar Photovoltaic | 126 Grove Solar LLC | 2012 | 2
Solar Photovoltaic | VEC Alburgh Array | 2016 | 1
Solar Photovoltaic | Dept of General Services -FTB | 2017 | 2.7
Solar Photovoltaic | Cooperative Solar One | 2017 | 8.5
Solar Photovoltaic | Kokomo Solar 1, LLC | 2016 | 5.4
Solar Photovoltaic | Bashaw Solar CSG 1, LLC | 2017 | 2
Solar Photovoltaic | Kearsarge Southwick LLC | 2015 | 3.3
Solar Photovoltaic | Solar Star California, XLIV, LLC | 2016 | 9.5
Solar Photovoltaic | GMP Solar - Hartford | 2016 | 5
Solar Photovoltaic | GMP Solar - Williston | 2016 | 4.7
Solar Photovoltaic | Eastern Iowa Solar | 2016 | 1.8
Solar Photovoltaic | GMP Solar - Williamstown | 2016 | 5
Solar Photovoltaic | Sutton Solar CSG | 2016 | 1.9
Solar Photovoltaic | Nexamp Peak CSG | 2015 | 2
Solar Photovoltaic | Stafford MS Ground Mount Community Solar | 2016 | 2
Solar Photovoltaic | Bernhardt Furniture Solar Farm | 2015 | 1.1
Solar Photovoltaic | Carl Friedrich Gauss Solar | 2018 | 5
Solar Photovoltaic | Boulder Solar II, LLC | 2017 | 50
Solar Photovoltaic | Pavant Solar III | 2016 | 20
Solar Photovoltaic | Sauk DPC Solar | 2017 | 1
Solar Photovoltaic | Lafayette DPC Solar | 2017 | 1
Solar Photovoltaic | Conrath DPC Solar | 2017 | 1
Solar Photovoltaic | Warren DPC Solar | 2017 | 2.2
Solar Photovoltaic | Liberty Pole DPC Solar | 2017 | 1.1
Solar Photovoltaic | Downsville DPC Solar | 2017 | 1
Solar Photovoltaic | Mt. Hope DPC Solar | 2017 | 1
Solar Photovoltaic | Medford DPC Solar | 2017 | 2
Solar Photovoltaic | Whistling Winds DPC Solar | 2017 | 1.5
Solar Photovoltaic | Time Warner Cable - Knowles | 2018 | 2
Solar Photovoltaic | Mt. Tom Solar Project Hybrid | 2017 | 4.5
Solar Photovoltaic | Northampton Landfill Solar PV | 2017 | 2.4
Solar Photovoltaic | Hartford Landfill Solar EGF | 2014 | 1
Solar Photovoltaic | Cold River Road Solar | 2016 | 2.3
Solar Photovoltaic | Ohio Northern University Solar Site | 2016 | 2
Solar Photovoltaic | Ohio Northern University Solar Site | 2018 | 1
Solar Photovoltaic | Westmont 300B | 2016 | 3
Solar Photovoltaic | Correctional Solar LLC | 2017 | 20
Solar Photovoltaic | Buckingham Solar LLC | 2017 | 19.8
Solar Photovoltaic | Shakopee Met Council WTP | 2016 | 1.3
Solar Photovoltaic | Viper Solar | 2017 | 2
Solar Photovoltaic | Scarlet Solar | 2017 | 2
Solar Photovoltaic | Ruskin Solar | 2017 | 2
Solar Photovoltaic | Clyde Solar Array | 2016 | 2.8
Solar Photovoltaic | Ozarks Natural Energy Community Solar | 2016 | 1
Solar Photovoltaic | Red Oak Solar Farm, LLC | 2016 | 5
Solar Photovoltaic | Dublin Solar I | 2015 | 4.1
Solar Photovoltaic | GRE Marshan Solar | 2017 | 1
Solar Photovoltaic | New Auburn DPC Solar | 2018 | 2.5
Solar Photovoltaic | Antlia Community Solar | 2017 | 2
Solar Photovoltaic | Aries Community Solar | 2017 | 4
Solar Photovoltaic | Centaurus Community Solar | 2017 | 2
Solar Photovoltaic | Gemini Community Solar | 2017 | 3
Solar Photovoltaic | Mapleton Community Solar | 2017 | 3
Solar Photovoltaic | Morgan Community Solar | 2017 | 3
Solar Photovoltaic | Spica Community Solar | 2017 | 2
Solar Photovoltaic | Vega Community Solar | 2017 | 5
Solar Photovoltaic | Spartan PV 1, LLC | 2017 | 10.5
Solar Photovoltaic | Jacumba Solar Farm | 2017 | 20
Solar Photovoltaic | West Dubuque Solar | 2017 | 3.8
Solar Photovoltaic | Owens Valley Solar Project 11 | 2016 | 1
Solar Photovoltaic | VEC Magee Hill Solar | 2017 | 1.3
Solar Photovoltaic | Strawberry Point DPC Solar | 2017 | 1.3
Solar Photovoltaic | Westar Cities Solar | 2017 | 1
Solar Photovoltaic | Sand Lake DPC Solar | 2017 | 1
Solar Photovoltaic | Nesvold Watertown Solar | 2018 | 5
Solar Photovoltaic | Violet Solar | 2018 | 5
Solar Photovoltaic | Red Maple Solar | 2018 | 3
Solar Photovoltaic | Apache Solar 1 | 2017 | 20
Solar Photovoltaic | Cotten Farm, LLC | 2016 | 5
Solar Photovoltaic | Lind Solar CSG | 2017 | 4.9
Solar Photovoltaic | Onyx - Lamphear Road CSG | 2016 | 2
Solar Photovoltaic | Scott-II Solar LLC | 2017 | 20
Solar Photovoltaic | Michael Solar | 2017 | 3
Solar Photovoltaic | Whitney Point Solar | 2017 | 20
Solar Photovoltaic | OSLH, LLC | 2016 | 9.9
Solar Photovoltaic | CSUF State College | 2016 | 1
Solar Photovoltaic | CSUF Nutwood Solar | 2016 | 1.9
Solar Photovoltaic | ZV Solar 1 | 2016 | 5
Solar Photovoltaic | NextEra Westside PV | 2017 | 20
Solar Photovoltaic | Atkinson Farm Solar | 2015 | 5
Solar Photovoltaic | Lindberg Field Solar 2 | 2017 | 1.9
Solar Photovoltaic | Elizabethtown Solar | 2016 | 2
Solar Photovoltaic | AIS Solar Project | 2016 | 2.5
Solar Photovoltaic | SolaireHolman Solar Project | 2017 | 50
Solar Photovoltaic | Florence Solar W3-080, LLC | 2016 | 7.9
Solar Photovoltaic | Northern Cardinal Solar | 2018 | 2
Solar Photovoltaic | Darlington Solar, LLC | 2016 | 10
Solar Photovoltaic | Ramona Solar Energy | 2017 | 4.3
Solar Photovoltaic | Iron Horse Battery Storage Hybrid | 2017 | 2
Solar Photovoltaic | Everett PV1 | 2019 | 10
Solar Photovoltaic | Musgrave East Solar Farm | 2016 | 2
Solar Photovoltaic | SCDA Solar 1 | 2017 | 7
Solar Photovoltaic | Redbrook Community Solar 1 | 2017 | 4
Solar Photovoltaic | Brook Street Solar 1 CSG | 2017 | 5
Solar Photovoltaic | Spring Street Solar 1 CSG | 2017 | 2
Solar Photovoltaic | Bullock Road Solar 1 | 2018 | 1.9
Solar Photovoltaic | Marin Clean Energy Solar One | 2017 | 10.5
Solar Photovoltaic | Musgrave West Solar Farm | 2016 | 2
Solar Photovoltaic | Stafford St Solar 1 CSG | 2017 | 2
Solar Photovoltaic | Stafford St 2 Community Solar | 2018 | 1.9
Solar Photovoltaic | Stafford St Solar 3 CSG | 2017 | 1
Solar Photovoltaic | Siler 421 Farm, LLC | 2016 | 5
Solar Photovoltaic | Indian River Solar Center | 2018 | 74.5
Solar Photovoltaic | Horizon Solar Energy Center | 2018 | 74.5
Solar Photovoltaic | Coral Farms Solar Energy Center | 2018 | 74.5
Solar Photovoltaic | Hollyfield | 2018 | 17
Solar Photovoltaic | Hammock Solar | 2018 | 74.5
Solar Photovoltaic | Blue Cypress Solar Energy Center | 2018 | 74.5
Solar Photovoltaic | Harford Solar Farm | 2016 | 2
Solar Photovoltaic | Floyd Road Solar Farm | 2017 | 5
Solar Photovoltaic | Canandaigua Westbrook Solar Array | 2017 | 1.3
Solar Photovoltaic | Canandaigua Solar Array | 2016 | 2
Solar Photovoltaic | Solar Star Oregon II | 2017 | 56.3
Solar Photovoltaic | Wildflower Solar Energy Center | 2018 | 74.5
Solar Photovoltaic | Barefoot Bay Solar Energy Center | 2018 | 74.5
Solar Photovoltaic | Loggerhead Solar Energy Center | 2018 | 74.5
Solar Photovoltaic | Greenfield Solar Park | 2017 | 2.8
Solar Photovoltaic | IMPA Anderson Solar Park 2 | 2017 | 8.1
Solar Photovoltaic | DG AMP Solar Front Royal | 2017 | 2.5
Solar Photovoltaic | Kramer Solar CSG | 2017 | 3
Solar Photovoltaic | Novel OYA of Osakis CSG | 2018 | 5
Solar Photovoltaic | Novel - OYA of Mapleton CSG | 2018 | 3.5
Solar Photovoltaic | AES Lawai Solar Hybrid | 2018 | 20
Solar Photovoltaic | BWC Wading River One, Two, Three CSG | 2017 | 3
Solar Photovoltaic | Lemond Solar | 2017 | 5
Solar Photovoltaic | Pemberton Road I | 2017 | 8.8
Solar Photovoltaic | Pemberton Road II | 2017 | 8.8
Solar Photovoltaic | Luning Energy | 2017 | 50
Solar Photovoltaic | Stone Solar | 2016 | 5
Solar Photovoltaic | Tripple State Farm | 2016 | 5
Solar Photovoltaic | Wadesboro Farm 1 | 2015 | 5
Solar Photovoltaic | Delco Farm | 2016 | 5
Solar Photovoltaic | Fisher Solar Farm - NC | 2015 | 5
Solar Photovoltaic | Kinston Davis Farm | 2015 | 5
Solar Photovoltaic | Laurinburg Farm | 2015 | 5
Solar Photovoltaic | Independence Solar Farm | 2017 | 3
Solar Photovoltaic | Mills Anson Farm | 2016 | 5
Solar Photovoltaic | Old Wire Farm | 2016 | 5
Solar Photovoltaic | Railroad Farm 2 | 2014 | 5
Solar Photovoltaic | Sampson Solar | 2015 | 2
Solar Photovoltaic | Syncarpha Freetown | 2016 | 3.9
Solar Photovoltaic | Kihei Solar Farm | 2018 | 2.9
Solar Photovoltaic | Ku'ia Solar | 2018 | 2.9
Solar Photovoltaic | Pima Community College - East Campus | 2017 | 1.3
Solar Photovoltaic | Manteca Land PV | 2017 | 1
Solar Photovoltaic | Delano Land 1 | 2017 | 1
Solar Photovoltaic | Bakersfield PV 1 | 2017 | 5.3
Solar Photovoltaic | Bakersfield Industrial PV 1 | 2017 | 1
Solar Photovoltaic | Quichapa 1 | 2016 | 3
Solar Photovoltaic | Quichapa 2 | 2016 | 3
Solar Photovoltaic | Quichapa 3 | 2016 | 3
Solar Photovoltaic | Elizabeth Mines Solar 1 | 2017 | 5
Solar Photovoltaic | Nebraska Valley Solar Farm | 2016 | 1
Solar Photovoltaic | Bedford Solar | 2017 | 3
Solar Photovoltaic | Gamble Solar | 2019 | 3
Solar Photovoltaic | Salisbury Solar | 2018 | 3.8
Solar Photovoltaic | Wadesboro Solar | 2017 | 5
Solar Photovoltaic | Tolson Solar | 2015 | 3
Solar Photovoltaic | Phelps 158 Solar Farm | 2018 | 5
Solar Photovoltaic | Lebanon Solar Farm (MO) | 2017 | 2.5
Solar Photovoltaic | Armstrong Solar | 2018 | 3
Solar Photovoltaic | Marmas Solar CSG | 2018 | 4
Solar Photovoltaic | CF Novel Solar CSG Gardens Two, LLC | 2017 | 1.8
Solar Photovoltaic | CF Novel Solar CSG Gardens Eleven, LLC | 2017 | 3
Solar Photovoltaic | WasecaSun | 2018 | 5
Solar Photovoltaic | Intel Folsom Phase 3 | 2016 | 5.2
Solar Photovoltaic | St. Pauls Solar 2 | 2017 | 5
Solar Photovoltaic | Boaz Farm Solar | 2017 | 5
Solar Photovoltaic | Bizzell Church Solar 2 | 2017 | 5
Solar Photovoltaic | MILL SOLAR 1 | 2015 | 1.4
Solar Photovoltaic | Onset East Community Solar Facility | 2016 | 1
Solar Photovoltaic | Onset West Community Solar Facility | 2016 | 1
Solar Photovoltaic | Columbus Solar Project | 2017 | 1.9
Solar Photovoltaic | EE Waianae Solar Project | 2017 | 28.3
Solar Photovoltaic | Taurus Community Solar | 2018 | 4
Solar Photovoltaic | Pegasus Community Solar | 2017 | 2
Solar Photovoltaic | Antares Community Solar | 2018 | 3
Solar Photovoltaic | Corvus Community Solar | 2018 | 5
Solar Photovoltaic | Capella Community Solar | 2017 | 5
Solar Photovoltaic | Carina Community Solar | 2018 | 4
Solar Photovoltaic | Caelum Community Solar | 2017 | 2
Solar Photovoltaic | Andromeda Community Solar | 2017 | 5
Solar Photovoltaic | Lyra Community Solar | 2018 | 3
Solar Photovoltaic | Argo Navis Community Solar | 2018 | 3
Solar Photovoltaic | Pfeffers | 2016 | 1
Solar Photovoltaic | Century Drive Solar Farm | 2014 | 1
Solar Photovoltaic | Barker Solar, LLC | 2017 | 5
Solar Photovoltaic | 231 Dixon 74 Solar I, LLC | 2017 | 2
Solar Photovoltaic | Mill Pond Solar Farm, LLC | 2017 | 5
Solar Photovoltaic | T0588 Phoenix - AZ | 2017 | 1.2
Solar Photovoltaic | OR Solar 3, LLC | 2017 | 10
Solar Photovoltaic | Mount Signal Solar Farm V | 2018 | 252.3
Solar Photovoltaic | Lahr 1, LLC | 2018 | 5
Solar Photovoltaic | Bandera Electric Coop PV | 2017 | 1.5
Solar Photovoltaic | Onyx - Allen Harim | 2017 | 1.2
Solar Photovoltaic | Gulfport Naval Base CSG PV System | 2017 | 3.5
Solar Photovoltaic | Sacramento Regional County Sanitation PV | 2017 | 3.5
Solar Photovoltaic | Finger Lakes Solar I | 2016 | 1.9
Solar Photovoltaic | Green Beanworks C PV | 2018 | 3
Solar Photovoltaic | Green Beanworks D PV | 2018 | 3
Solar Photovoltaic | Broadridge Solar, LLC | 2017 | 5
Solar Photovoltaic | Kelly Solar, LLC | 2018 | 5
Solar Photovoltaic | Spencer Farm, LLC | 2017 | 5
Solar Photovoltaic | Chillicothe Solar Farm | 2017 | 2.5
Solar Photovoltaic | 350 Clark Solar, NG, LLC | 2011 | 1.8
Solar Photovoltaic | 433 Purchase Solar NG, LLC | 2012 | 2.8
Solar Photovoltaic | Old Wardour Solar | 2016 | 5.5
Solar Photovoltaic | Shuman Solar | 2016 | 2.2
Solar Photovoltaic | Vuelta Solar | 2016 | 5.5
Solar Photovoltaic | ACE-Stanton PV | 2017 | 4.8
Solar Photovoltaic | ACE-Stanton A PV | 2017 | 4.1
Solar Photovoltaic | Westmont 300A | 2017 | 2.9
Solar Photovoltaic | USPS PV | 2017 | 7.4
Solar Photovoltaic | Haywood Farm Solar, LLC | 2017 | 4.9
Solar Photovoltaic | Hood Farm Solar, LLC | 2017 | 4.9
Solar Photovoltaic | ZV Solar 2, LLC | 2017 | 4.9
Solar Photovoltaic | Innovative Solar 35, LLC | 2017 | 1.9
Solar Photovoltaic | Innovative Solar 59, LLC | 2017 | 1.9
Solar Photovoltaic | Innovative Solar 60, LLC | 2017 | 1.9
Solar Photovoltaic | Stuttgart Solar | 2018 | 81
Solar Photovoltaic | Antelope Expansion 2 | 2018 | 105
Solar Photovoltaic | Antelope DSR 3 | 2019 | 20
Solar Photovoltaic | Kayenta Solar Project | 2017 | 27.3
Solar Photovoltaic | Kayenta Solar Project | 2019 | 28
Solar Photovoltaic | Biltmore Solar Fields | 2012 | 1.5
Solar Photovoltaic | Gray Hawk Solar | 2018 | 55
Solar Photovoltaic | Wilson Solar Farm 1 | 2017 | 3.4
Solar Photovoltaic | Wilson Solar Farm 2 | 2017 | 5
Solar Photovoltaic | Wilson Solar Farm 3 | 2017 | 10
Solar Photovoltaic | Wilson Solar Farm 4 | 2017 | 10
Solar Photovoltaic | Wilson Solar Farm 5 | 2017 | 10
Solar Photovoltaic | Wilson Solar Farm 6 | 2017 | 10
Solar Photovoltaic | Wilson Solar Farm 7 | 2017 | 10
Solar Photovoltaic | Bear Creek Solar Center | 2018 | 10
Solar Photovoltaic | Bladenboro Solar, LLC | 2015 | 4.8
Solar Photovoltaic | Lux Solar, LLC | 2016 | 2
Solar Photovoltaic | Sun Farm V, LLC | 2018 | 5
Solar Photovoltaic | Roxboro Solar Farm, LLC | 2015 | 5
Solar Photovoltaic | South Mills Solar, LLC | 2017 | 3
Solar Photovoltaic | Green Meadow Solar, LLC | 2017 | 3
Solar Photovoltaic | Jackson Solar Farm | 2017 | 10
Solar Photovoltaic | Farley Road Community Solar | 2017 | 1.9
Solar Photovoltaic | Belchertown Renewables Community Solar | 2018 | 4
Solar Photovoltaic | Theodore Drive Community Solar | 2018 | 1.5
Solar Photovoltaic | Upton Community Solar | 2017 | 2
Solar Photovoltaic | Pleasantdale Road Community Solar | 2017 | 1
Solar Photovoltaic | Hatfield Renewables Community Solar | 2017 | 1.9
Solar Photovoltaic | Peterson Road Solar | 2017 | 2.5
Solar Photovoltaic | Sampson Road Community Solar | 2017 | 2
Solar Photovoltaic | IKEA Grand Prairie Rooftop PV System | 2017 | 1.2
Solar Photovoltaic | Crittenden Solar Facility | 2017 | 2.7
Solar Photovoltaic | Walton 1 Solar Facility | 2017 | 2
Solar Photovoltaic | Walton 2 Solar Facility | 2017 | 2
Solar Photovoltaic | BPU Solar Farm | 2017 | 1
Solar Photovoltaic | SR Kersey | 2017 | 3.5
Solar Photovoltaic | Golden Hills Solar | 2017 | 4.7
Solar Photovoltaic | Higginsville Solar Farm | 2017 | 2.5
Solar Photovoltaic | Port of LA Solar FiT Project | 2015 | 1.1
Solar Photovoltaic | Saluda Solar II | 2017 | 3.4
Solar Photovoltaic | Odyssey Solar | 2017 | 8.2
Solar Photovoltaic | Hampton Solar I | 2017 | 6.8
Solar Photovoltaic | Cameron Solar II | 2017 | 4.1
Solar Photovoltaic | Barnwell Solar | 2017 | 5.4
Solar Photovoltaic | Crater Community Solar | 2017 | 3
Solar Photovoltaic | Delphinus Community Solar | 2018 | 2
Solar Photovoltaic | Oak Hill Solar Array | 2018 | 2
Solar Photovoltaic | Volkman Road Solar Array Hybrid | 2018 | 2
Solar Photovoltaic | Great Divide Solar, LLC | 2017 | 3
Solar Photovoltaic | Black Eagle Solar, LLC | 2017 | 3
Solar Photovoltaic | Magpie Solar, LLC | 2017 | 3
Solar Photovoltaic | Mill Creek Solar (OR) | 2017 | 2.2
Solar Photovoltaic | Green Beanworks B PV | 2018 | 3
Solar Photovoltaic | Next Generation Solar Farm | 2017 | 2.2
Solar Photovoltaic | Grafton PV | 2016 | 2.7
Solar Photovoltaic | Barrett PV | 2016 | 11.9
Solar Photovoltaic | WyEast Solar | 2018 | 10
Solar Photovoltaic | Long Henry Solar | 2017 | 2
Solar Photovoltaic | Westmont 400A | 2017 | 2.3
Solar Photovoltaic | Westmont 400B | 2017 | 2.2
Solar Photovoltaic | MDFA Devens-Saratoga | 2016 | 2.5
Solar Photovoltaic | Bondi Solar | 2017 | 5
Solar Photovoltaic | Princeton Solar Project | 2017 | 2.2
Solar Photovoltaic | IGS Solar I - BWI5 | 2016 | 1.1
Solar Photovoltaic | IGS Solar I - EWR5 | 2016 | 1.9
Solar Photovoltaic | IGS Solar I - EWR6 | 2016 | 1.9
Solar Photovoltaic | Equuleus Community Solar Gardens | 2017 | 5
Solar Photovoltaic | Smith & Wesson at Springfield MA PV | 2017 | 1.9
Solar Photovoltaic | Midway Solar - TX | 2018 | 182
Solar Photovoltaic | Sweetwater Solar | 2018 | 92
Solar Photovoltaic | Walnut Springs Solar | 2016 | 5
Solar Photovoltaic | Centaurus Solar - MA | 2016 | 2.4
Solar Photovoltaic | Kearsarge Bellingham PV | 2016 | 2.9
Solar Photovoltaic | Cedar Creek PV | 2017 | 1.8
Solar Photovoltaic | Amazon - Patterson PV | 2017 | 2.5
Solar Photovoltaic | DodgeSun CSG | 2017 | 5
Solar Photovoltaic | Johnson Solar CSG | 2018 | 5
Solar Photovoltaic | Koppelman Sun CSG | 2017 | 5
Solar Photovoltaic | Lindstrom Solar CSG | 2018 | 3
Solar Photovoltaic | Rengstorf Solar CSG | 2017 | 5
Solar Photovoltaic | St. Cloud Solar CSG | 2018 | 5
Solar Photovoltaic | AEP Jacksonville Solar Project | 2017 | 7.1
Solar Photovoltaic | Letchworth Solar Project | 2017 | 1.2
Solar Photovoltaic | Georgia Power at Jakin GA PV | 2017 | 1.5
Solar Photovoltaic | Canis Major Solar Farm | 2016 | 2
Solar Photovoltaic | Ashby Duffy CSG Solar Farm | 2017 | 1.8
Solar Photovoltaic | Deep Branch Farm | 2017 | 5
Solar Photovoltaic | Pikeville Farm | 2017 | 5
Solar Photovoltaic | Essex Solar Center | 2017 | 20
Solar Photovoltaic | Canis Minor Solar Farm | 2016 | 1
Solar Photovoltaic | Highway 56 Solar | 2017 | 5.3
Solar Photovoltaic | Whitesboro Solar | 2017 | 5
Solar Photovoltaic | Whitesboro Solar II | 2017 | 5
Solar Photovoltaic | Latitude Solar Center | 2018 | 15
Solar Photovoltaic | West Boylston Community Shared Solar | 2016 | 1.5
Solar Photovoltaic | Valencia 1 Solar CA | 2017 | 3
Solar Photovoltaic | One Ten Partners PV | 2017 | 2
Solar Photovoltaic | Merced 1 PV | 2018 | 3
Solar Photovoltaic | Madera 1 PV | 2017 | 1.5
Solar Photovoltaic | Southampton Solar, LLC | 2017 | 100
Solar Photovoltaic | OR Solar 5, LLC | 2018 | 8
Solar Photovoltaic | OR Solar 8, LLC | 2018 | 10
Solar Photovoltaic | Coyote Ridge Community Solar | 2017 | 1.5
Solar Photovoltaic | Gopher CSG | 2018 | 5
Solar Photovoltaic | Richmond CSG | 2017 | 5
Solar Photovoltaic | Taylors Falls CSG | 2018 | 5
Solar Photovoltaic | Big George PV CSG | 2018 | 1
Solar Photovoltaic | OR Solar 6, LLC | 2017 | 10
Solar Photovoltaic | SCE&G Curie CSG | 2019 | 2
Solar Photovoltaic | SCE&G Nimitz CSG | 2018 | 8
Solar Photovoltaic | SCE&G Springfield CSG | 2018 | 6.1
Solar Photovoltaic | DG AMP Solar Coldwater | 2018 | 1.3
Solar Photovoltaic | DG AMP Solar Orrville 3 | 2018 | 2.3
Solar Photovoltaic | DG AMP Solar Versailles | 2018 | 1.8
Solar Photovoltaic | DG AMP Solar Jackson Center | 2018 | 1.6
Solar Photovoltaic | Panasonic Carport Solar Hybrid | 2017 | 1.3
Solar Photovoltaic | Denver Braswell PV | 2017 | 1.4
Solar Photovoltaic | Gaskell West 1 Solar Facility | 2018 | 20
Solar Photovoltaic | Farmington Solar Farm | 2018 | 2.5
Solar Photovoltaic | Northfield Holdco CSG | 2017 | 5
Solar Photovoltaic | Waterford Holdco CSG | 2017 | 2.7
Solar Photovoltaic | B.R. Corcoran CSG | 2017 | 5
Solar Photovoltaic | B.R. Sartell CSG | 2017 | 3
Solar Photovoltaic | B.R. Sauk Rapids CSG | 2017 | 5
Solar Photovoltaic | Montgomery Winsted CSG | 2017 | 3
Solar Photovoltaic | Palmer Solar Center | 2017 | 5
Solar Photovoltaic | Martin Solar Center | 2017 | 5
Solar Photovoltaic | Georgia Power at Swainsboro | 2017 | 2.9
Solar Photovoltaic | IOS - MEW Phase 1 | 2017 | 4.1
Solar Photovoltaic | North Smithfield Solar Power 1 | 2018 | 2
Solar Photovoltaic | SR Platte Solar Farm | 2017 | 16
Solar Photovoltaic | Vandenberg Solar Project | 2017 | 25.3
Solar Photovoltaic | IGS Solar I - BWI2 | 2017 | 1.4
Solar Photovoltaic | IOS - ERW9 | 2017 | 5.3
Solar Photovoltaic | City of Lexington | 2017 | 3.5
Solar Photovoltaic | Valdosta Prison | 2017 | 1
Solar Photovoltaic | Lichtenthal | 2018 | 2
Solar Photovoltaic | Call Farms 1 | 2018 | 2
Solar Photovoltaic | Call Farms 3 | 2018 | 2
Solar Photovoltaic | San Luis Solar Garden | 2017 | 1.2
Solar Photovoltaic | Hopewell Valley High School Hybrid | 2015 | 0.9
Solar Photovoltaic | SunE Feely 1 CSG, LLC | 2018 | 5
Solar Photovoltaic | Cottage Grove CSG, LLC | 2018 | 5
Solar Photovoltaic | Fox CSG, LLC | 2018 | 5
Solar Photovoltaic | SunE Stolee CSG, LLC | 2018 | 3
Solar Photovoltaic | Wyoming 2 CSG, LLC | 2018 | 5
Solar Photovoltaic | SL Babylon | 2017 | 9
Solar Photovoltaic | Cameron Solar | 2017 | 20
Solar Photovoltaic | Estill Solar | 2017 | 20
Solar Photovoltaic | E-Volve Energy Holdings LLC | 2015 | 1.6
Solar Photovoltaic | Wright Cuddyer CSG | 2018 | 4
Solar Photovoltaic | Carver Gladden CSG | 2018 | 3
Solar Photovoltaic | Adams Solar Center | 2018 | 10
Solar Photovoltaic | Elbe Solar Center | 2018 | 10
Solar Photovoltaic | Hampton Solar 2 | 2017 | 20
Solar Photovoltaic | CED Foster | 2017 | 2
Solar Photovoltaic | Porter Way Community Solar Garden | 2018 | 3
Solar Photovoltaic | RJC I CSG | 2018 | 1
Solar Photovoltaic | Huneke I CSG | 2018 | 1
Solar Photovoltaic | Krause CSG | 2018 | 1
Solar Photovoltaic | DG New Jersey Solar RLS Logistics | 2018 | 4
Solar Photovoltaic | Monroe County Sites A & B | 2017 | 3.4
Solar Photovoltaic | Monroe County Sites C, D, & E | 2017 | 6
Solar Photovoltaic | Bullock Solar, LLC | 2017 | 50
Solar Photovoltaic | Marlin Solar | 2017 | 5.3
Solar Photovoltaic | North Gainesville Solar | 2017 | 5.2
Solar Photovoltaic | DG Camden LLC Holtec | 2017 | 2.2
Solar Photovoltaic | School Sisters CSG | 2018 | 1
Solar Photovoltaic | 301 Chestnut Solar NG | 2017 | 2
Solar Photovoltaic | Baker Point | 2016 | 9
Solar Photovoltaic | Rosewood Solar | 2016 | 2
Solar Photovoltaic | Swamp Fox Solar | 2017 | 10.8
Solar Photovoltaic | Champion Solar | 2017 | 10.8
Solar Photovoltaic | Haley Solar | 2017 | 8.2
Solar Photovoltaic | Whitewright Solar | 2017 | 10
Solar Photovoltaic | ABD Farms | 2017 | 5
Solar Photovoltaic | Antanavica Solar | 2018 | 1
Solar Photovoltaic | Bakatsias Solar | 2017 | 5
Solar Photovoltaic | Bayboro Solar Farm | 2017 | 5
Solar Photovoltaic | Estill Solar II | 2017 | 10.2
Solar Photovoltaic | Gaston Solar I - SC | 2018 | 10.2
Solar Photovoltaic | Leon Solar | 2017 | 10
Solar Photovoltaic | Mustang Solar | 2018 | 5
Solar Photovoltaic | Old Caroleen Solar Farm | 2018 | 2
Solar Photovoltaic | Statesville Solar | 2017 | 5
Solar Photovoltaic | Wakefield Solar | 2017 | 5
Solar Photovoltaic | Weston Landfill Solar | 2016 | 1.8
Solar Photovoltaic | Braintree Landfill Solar | 2014 | 1
Solar Photovoltaic | GELD Solar Farm | 2016 | 2.3
Solar Photovoltaic | Town of Rocky Hill PV CSG | 2018 | 3
Solar Photovoltaic | PopeSun CSG, LLC | 2017 | 5
Solar Photovoltaic | CF Novel Solar CSG Gardens Five, LLC | 2017 | 3.4
Solar Photovoltaic | LeSun CSG, LLC | 2018 | 5
Solar Photovoltaic | CGSun, LLC Community Solar | 2017 | 4
Solar Photovoltaic | WrightSun CSG, LLC | 2018 | 5
Solar Photovoltaic | CF Novel Solar CSG Gardens Seven, LLC | 2017 | 3.3
Solar Photovoltaic | DG Haverhill CSG | 2017 | 3
Solar Photovoltaic | Fort Detrick Solar PV | 2016 | 15.7
Solar Photovoltaic | Klamath Falls Solar 2 CSG | 2017 | 2.9
Solar Photovoltaic | Comer Solar | 2018 | 2
Solar Photovoltaic | DG Crystal Spring CSG | 2017 | 4.2
Solar Photovoltaic | Facebook 1 Solar Energy Center | 2017 | 10
Solar Photovoltaic | Facebook 2 Solar Energy Center | 2018 | 10
Solar Photovoltaic | Facebook 3 Solar Energy Center | 2018 | 10
Solar Photovoltaic | Woodline Solar | 2017 | 8
Solar Photovoltaic | Eagle Point Solar | 2017 | 9.9
Solar Photovoltaic | Bladen Solar | 2017 | 50
Solar Photovoltaic | Falmouth Landfill Solar | 2017 | 3
Solar Photovoltaic | Denver Metro Solar | 2017 | 1.6
Solar Photovoltaic | El Dorado Springs Solar Farm | 2018 | 2.5
Solar Photovoltaic | Veseli Community Solar Garden | 2018 | 1
Solar Photovoltaic | New Germany Community Solar Garden | 2018 | 1
Solar Photovoltaic | Lake Waconia Community Solar Garden | 2018 | 1
Solar Photovoltaic | Lake Waconia IV Community Solar Garden | 2018 | 1
Solar Photovoltaic | Zumbro Community Solar Garden | 2018 | 1
Solar Photovoltaic | Anheuser-Busch Baldwinsville | 2018 | 2
Solar Photovoltaic | Columbia University - Johnson Farms | 2018 | 2
Solar Photovoltaic | Time Warner Cable Enterprises - Martino | 2018 | 2
Solar Photovoltaic | Columbia University - Minisink | 2018 | 2
Solar Photovoltaic | Tumbleweed Solar, LLC | 2017 | 9.9
Solar Photovoltaic | Davis Lane Solar, LLC | 2017 | 5
Solar Photovoltaic | Scandia CSG | 2018 | 5
Solar Photovoltaic | MontSun Community Solar | 2017 | 5
Solar Photovoltaic | WaveSun Community Solar | 2017 | 5
Solar Photovoltaic | Independence II Solar Farm | 2018 | 8.5
Solar Photovoltaic | DG Foxborough Elm CSG | 2017 | 2
Solar Photovoltaic | Town of Foxborough - Landfill (SREC II) CSG | 2017 | 1.2
Solar Photovoltaic | Flambeau Solar Partners | 2017 | 2.5
Solar Photovoltaic | Citizens Agawam Landfill Solar | 2017 | 1.8
Solar Photovoltaic | Norton Landfill Solar | 2017 | 1.5
Solar Photovoltaic | Tyngsborough Solar | 2017 | 2.6
Solar Photovoltaic | New Road Solar, LLC | 2018 | 10
Solar Photovoltaic | Old Bridge Solar Farm | 2018 | 8.8
Solar Photovoltaic | Raritan Solar - 53 Highway | 2018 | 8.4
Solar Photovoltaic | CED Chicopee Solar | 2017 | 3
Solar Photovoltaic | UMASS | 2016 | 4
Solar Photovoltaic | Camden CSD Solar Array | 2017 | 1.8
Solar Photovoltaic | San Luis Valley Solar Array | 2017 | 2.7
Solar Photovoltaic | Vilas Solar Array | 2017 | 4
Solar Photovoltaic | NC 102 Project LLC | 2018 | 74.8
Solar Photovoltaic | Techren Solar I LLC | 2019 | 100
Solar Photovoltaic | WED Kingstown Solar I, LLC - West | 2017 | 1.5
Solar Photovoltaic | WED Stilson Solar | 2017 | 2
Solar Photovoltaic | Cyril | 2017 | 5
Solar Photovoltaic | Hinton | 2017 | 3
Solar Photovoltaic | Marietta | 2017 | 3
Solar Photovoltaic | Pine Ridge | 2017 | 3
Solar Photovoltaic | Tuttle | 2017 | 4
Solar Photovoltaic | CDCR (CA) - Solano State Prison | 2013 | 1.1
Solar Photovoltaic | CDCR (CA) - Corcoran State Prison | 2013 | 5
Solar Photovoltaic | CDCR (CA) - Wasco State Prison | 2013 | 1.5
Solar Photovoltaic | WED Kingstown Solar I - East Array | 2017 | 3
Solar Photovoltaic | West Moore Solar II | 2018 | 5
Solar Photovoltaic | Dundas Solar Holdings LLC CSG | 2018 | 5
Solar Photovoltaic | Waterville CSG Solar Holdings LLC | 2018 | 5
Solar Photovoltaic | Kilroy Solar | 2018 | 1.1
Solar Photovoltaic | William G Mennen Sports Solar | 2011 | 1.3
Solar Photovoltaic | Chiloquin Solar, LLC | 2018 | 9.9
Solar Photovoltaic | DG Tufts Science LLC CSG | 2017 | 1
Solar Photovoltaic | DG Dighton LLC CSG | 2017 | 3.1
Solar Photovoltaic | DG Tufts Knoll LLC CSG | 2017 | 2
Solar Photovoltaic | DG Webster LLC CSG | 2017 | 1.3
Solar Photovoltaic | Denison Solar Array | 2017 | 1.9
Solar Photovoltaic | Altair Community Solar Garden | 2019 | 1
Solar Photovoltaic | New Orleans Solar Power Plant | 2016 | 1.1
Solar Photovoltaic | Capricornus Community Solar Garden | 2019 | 1
Solar Photovoltaic | Balm Solar | 2018 | 74.4
Solar Photovoltaic | Bonnie Mine Solar | 2019 | 37.5
Solar Photovoltaic | Grange Hall Solar | 2019 | 61.1
Solar Photovoltaic | Lake Hancock Solar | 2019 | 49.5
Solar Photovoltaic | Cougar Solar, LLC | 2017 | 1.9
Solar Photovoltaic | Carrizozo Solar | 2018 | 3
Solar Photovoltaic | Lithia Solar | 2019 | 74.5
Solar Photovoltaic | Payne Creek Solar | 2018 | 70.3
Solar Photovoltaic | Peace Creek Solar | 2019 | 55.4
Solar Photovoltaic | Scandia Community Solar Garden | 2018 | 2.5
Solar Photovoltaic | RJC II Community Solar Garden | 2018 | 1
Solar Photovoltaic | Betcher Community Solar Garden | 2018 | 1
Solar Photovoltaic | Sherburne Community Solar | 2018 | 5
Solar Photovoltaic | Pinal Central Energy Center Hybrid | 2018 | 20
Solar Photovoltaic | Tatanka Wi | 2017 | 7.1
Solar Photovoltaic | Middle Daisy | 2017 | 5
Solar Photovoltaic | USG 1 | 2014 | 1
Solar Photovoltaic | USG 2 | 2015 | 1
Solar Photovoltaic | Johnson 1 Community Solar | 2018 | 1
Solar Photovoltaic | Grimm Community Solar | 2018 | 1
Solar Photovoltaic | Foreman's Hill Community Solar | 2018 | 5
Solar Photovoltaic | IVC Solar | 2016 | 3
Solar Photovoltaic | Buckleberry Solar | 2018 | 52.1
Solar Photovoltaic | Johnson II Community Solar | 2018 | 1
Solar Photovoltaic | Lamesa II | 2018 | 50
Solar Photovoltaic | Folsom SP and CSP Sacramento | 2019 | 1.3
Solar Photovoltaic | Otarre Solar Park | 2017 | 1.6
Solar Photovoltaic | PowerFin Kingsbery | 2018 | 2.6
Solar Photovoltaic | Seabrook Solar | 2019 | 72.5
Solar Photovoltaic | Aquila Community Solar | 2019 | 1
Solar Photovoltaic | Acturus Community Solar | 2018 | 1
Solar Photovoltaic | Auriga Community Solar | 2018 | 1
Solar Photovoltaic | Canopus Community Solar | 2019 | 1
Solar Photovoltaic | Sagitta Community Solar | 2018 | 1
Solar Photovoltaic | Libra Community Solar | 2018 | 1
Solar Photovoltaic | Aquarius Community Solar | 2019 | 1
Solar Photovoltaic | Cassiopeia Community Solar | 2019 | 1
Solar Photovoltaic | Crux Community Solar | 2019 | 1
Solar Photovoltaic | Leo Community Solar | 2018 | 1
Solar Photovoltaic | Deneb Community Solar | 2019 | 1
Solar Photovoltaic | Kaus Community Solar | 2019 | 1
Solar Photovoltaic | IRE Solar I, LLC | 2017 | 1
Solar Photovoltaic | CJ Solar I, LLC | 2018 | 2
Solar Photovoltaic | COU Solar I, LLC | 2018 | 1.5
Solar Photovoltaic | Onyx - Saratoga Springs Landfill Solar CSG | 2017 | 2
Solar Photovoltaic | Madison County | 2017 | 1.8
Solar Photovoltaic | Onyx - Pembroke Landfill Solar | 2017 | 2.4
Solar Photovoltaic | Onyx - Brockton Thatcher Landfill Solar CSG | 2017 | 3.7
Solar Photovoltaic | Barrett Farm Solar - Phase I | 2017 | 1.7
Solar Photovoltaic | Richmond Solar Site 2 | 2018 | 7.4
Solar Photovoltaic | MA Solar Storage 1 Hybrid | 2018 | 1.1
Solar Photovoltaic | Solten Plainville 6000, LLC | 2017 | 4.9
Solar Photovoltaic | Randolph | 2017 | 3.8
Solar Photovoltaic | Woods Hill Solar | 2018 | 20
Solar Photovoltaic | GWCC PV Solar Farm | 2015 | 1.6
Solar Photovoltaic | Gratis Road Solar Facility | 2018 | 3
Solar Photovoltaic | L'Oreal Solar - Florence | 2017 | 1.1
Solar Photovoltaic | Southern Current One, LLC | 2017 | 10.2
Solar Photovoltaic | Wistaria Ranch Solar | 2018 | 106.7
Solar Photovoltaic | Rotor Clip | 2018 | 2.8
Solar Photovoltaic | Quincy II Solar Garden | 2018 | 1.5
Solar Photovoltaic | Imboden Solar Garden | 2018 | 3
Solar Photovoltaic | East Acres Solar NG, LLC | 2017 | 5.8
Solar Photovoltaic | Covington Solar Farm | 2018 | 10
Solar Photovoltaic | Sherburne North Project CSG | 2018 | 5
Solar Photovoltaic | Sunshine Gateway Solar Energy Center | 2019 | 74.5
Solar Photovoltaic | Gore Mountain Solar II | 2016 | 2
Solar Photovoltaic | HGS Solar I | 2016 | 2
Solar Photovoltaic | Miami Dade Solar Energy Center | 2019 | 74.5
Solar Photovoltaic | Pioneer Trail Solar Energy Center | 2019 | 74.5
Solar Photovoltaic | Interstate Solar Energy Center | 2019 | 74.5
Solar Photovoltaic | Syncarpha Hancock I CSG | 2017 | 2
Solar Photovoltaic | Syncarpha Hancock II CSG | 2017 | 2
Solar Photovoltaic | Syncarpha Hancock III CSG | 2017 | 1
Solar Photovoltaic | Syncarpha Still River, LLC CSG | 2016 | 2
Solar Photovoltaic | North 301 Solar | 2019 | 20
Solar Photovoltaic | Edenton Solar | 2019 | 5
Solar Photovoltaic | Shaw Creek Solar, LLC | 2019 | 74.9
Solar Photovoltaic | Stage Gulch Solar | 2018 | 1
Solar Photovoltaic | Lavio Solar | 2018 | 1
Solar Photovoltaic | Heyer CSG | 2018 | 1
Solar Photovoltaic | Gateway Solar | 2019 | 7.6
Solar Photovoltaic | Prairie Sky Solar Farm | 2017 | 1
Solar Photovoltaic | Rensselaer Solar Site 2 | 2018 | 3.8
Solar Photovoltaic | DG AMP Solar Smyrna | 2018 | 1.2
Solar Photovoltaic | City of Rochester Solar | 2017 | 1.8
Solar Photovoltaic | DG AMP Solar Piqua Staunton | 2018 | 1.8
Solar Photovoltaic | Hamilton Solar Power Plant | 2018 | 74.9
Solar Photovoltaic | EGP Stillwater Solar PV II, LLC | 2018 | 20
Solar Photovoltaic | Chisum | 2018 | 10
Solar Photovoltaic | Titan Solar | 2018 | 50
Solar Photovoltaic | Ranchland Solar, LLC | 2017 | 60
Solar Photovoltaic | Kearsarge Concord II | 2017 | 4.5
Solar Photovoltaic | Kearsarge Granby | 2017 | 2.5
Solar Photovoltaic | Big Lake Project CSG | 2018 | 5
Solar Photovoltaic | DG AMP Solar Brewster | 2018 | 1.9
Solar Photovoltaic | Dignity - Siena Campus | 2018 | 1.4
Solar Photovoltaic | O'Fallon Renewable Energy Center | 2014 | 4.5
Solar Photovoltaic | Dayton Cutoff Solar | 2017 | 2.2
Solar Photovoltaic | Valley Creek Solar | 2017 | 2.2
Solar Photovoltaic | Silverton Solar | 2017 | 2.2
Solar Photovoltaic | Sheep Solar | 2017 | 2.2
Solar Photovoltaic | Colton Solar | 2017 | 2.2
Solar Photovoltaic | Interstate Solar | 2017 | 2.2
Solar Photovoltaic | Freedom Solar | 2017 | 5
Solar Photovoltaic | Soboba Community Solar Project | 2016 | 1
Solar Photovoltaic | Soboba Community Solar Project | 2017 | 1
Solar Photovoltaic | Grand Ronde Solar | 2017 | 2.2
Solar Photovoltaic | FECC Solar Benton | 2017 | 1
Solar Photovoltaic | Hope Farm Solar, LLC | 2019 | 10
Solar Photovoltaic | Sun Farm VI, LLC | 2018 | 5
Solar Photovoltaic | SeaWorld Aquatica | 2018 | 1.1
Solar Photovoltaic | Broadalbin | 2018 | 2
Solar Photovoltaic | Danville | 2018 | 6
Solar Photovoltaic | Dignity - San Martin | 2018 | 1.7
Solar Photovoltaic | Duanesburg | 2018 | 2
Solar Photovoltaic | Dix Solar, L.L.C | 2017 | 13
Solar Photovoltaic | Bovine | 2018 | 10
Solar Photovoltaic | Bronson | 2018 | 10
Solar Photovoltaic | Scenic Hill Solar III | 2017 | 5
Solar Photovoltaic | Montevideo Solar LLC, CSG | 2019 | 5
Solar Photovoltaic | Sterling Solar (TX) | 2018 | 10
Solar Photovoltaic | Lampwick | 2019 | 7.5
Solar Photovoltaic | Yellow Jacket | 2018 | 5
Solar Photovoltaic | Eddy II | 2018 | 10
Solar Photovoltaic | Cascade Solar (TX) | 2019 | 10
Solar Photovoltaic | Hanover Solar, LLC | 2018 | 4.9
Solar Photovoltaic | John A Logan College Solar | 2019 | 1.3
Solar Photovoltaic | Bartow Solar Energy LLC | 2018 | 7.3
Solar Photovoltaic | Morning View | 2018 | 2
Solar Photovoltaic | Copperfield | 2018 | 2
Solar Photovoltaic | Hopewell Friends | 2018 | 1.3
Solar Photovoltaic | Kearney NPPD Solar Project | 2017 | 5.8
Solar Photovoltaic | Staunton | 2018 | 4
Solar Photovoltaic | Bar D | 2018 | 4
Solar Photovoltaic | Fort Bliss (DEA EPIC) | 2018 | 2
Solar Photovoltaic | Johnstown | 2018 | 2
Solar Photovoltaic | BNB Camden Solar | 2017 | 3.7
Solar Photovoltaic | Toyota HQ Plan | 2017 | 7.7
Solar Photovoltaic | Solean Solar Project | 2016 | 4
Solar Photovoltaic | Lincoln Ave Solar Project | 2018 | 2
Solar Photovoltaic | Blydenburgh Solar Project | 2018 | 1.5
Solar Photovoltaic | Redstone Arsenal Hybrid | 2017 | 10
Solar Photovoltaic | Holtsville Solar Project | 2017 | 1.2
Solar Photovoltaic | Sharon Springs | 2018 | 2
Solar Photovoltaic | Amsterdam North | 2018 | 2
Solar Photovoltaic | Amsterdam South | 2018 | 2
Solar Photovoltaic | Phoebe Solar | 2019 | 250
Solar Photovoltaic | Springfield Solar Project | 2018 | 7.5
Solar Photovoltaic | Susquehanna University Solar | 2018 | 3
Solar Photovoltaic | Bowie State Solar | 2018 | 1.3
Solar Photovoltaic | Kearsarge Oppenheim CSG | 2018 | 1.4
Solar Photovoltaic | Frontenac Holdco LLC, CSG | 2019 | 5
Solar Photovoltaic | Sunlight Beacon | 2018 | 2
Solar Photovoltaic | Cumblerland Land Holdings, LLC | 2018 | 14.7
Solar Photovoltaic | Saint Albans Solar | 2018 | 4.9
Solar Photovoltaic | Techren Solar II LLC | 2019 | 200
Solar Photovoltaic | Adams Nielson Solar | 2018 | 19.2
Solar Photovoltaic | WHA Southbridge Solar Park CSG | 2018 | 1.4
Solar Photovoltaic | Abbot Solar | 2018 | 2
Solar Photovoltaic | Blacktip Solar | 2018 | 2
Solar Photovoltaic | Bloom Solar | 2019 | 2
Solar Photovoltaic | Bond Solar | 2018 | 2
Solar Photovoltaic | Gary Solar | 2018 | 2
Solar Photovoltaic | Goldenrod Solar | 2019 | 2
Solar Photovoltaic | Jessamine Solar | 2019 | 1.9
Solar Photovoltaic | Pelzer Solar I | 2019 | 1
Solar Photovoltaic | River Solar | 2018 | 2
Solar Photovoltaic | Sapphire Solar | 2018 | 2
Solar Photovoltaic | South Solar | 2018 | 2
Solar Photovoltaic | Vincent Solar | 2019 | 2
Solar Photovoltaic | Watauga Solar | 2019 | 2
Solar Photovoltaic | Whitt Solar | 2019 | 2
Solar Photovoltaic | Willis Solar | 2018 | 2
Solar Photovoltaic | Delta Solar Power I | 2018 | 8.1
Solar Photovoltaic | Delta Solar Power II | 2018 | 15.9
Solar Photovoltaic | MCRD Parris Island PV Hybrid | 2018 | 6
Solar Photovoltaic | Broadalbin-Perth Solar | 2018 | 1.5
Solar Photovoltaic | Coolidge Solar 1, LLC | 2018 | 19.6
Solar Photovoltaic | Atood II | 2018 | 2
Solar Photovoltaic | Gaston II | 2018 | 7.5
Solar Photovoltaic | Quakertown Solar Farm, LLC | 2018 | 8.8
Solar Photovoltaic | Chisago Holdco LLC, CSG | 2019 | 3
Solar Photovoltaic | Corcoran CSG | 2019 | 5
Solar Photovoltaic | Richardson Solar | 2019 | 3.6
Solar Photovoltaic | Blackville Solar II | 2019 | 20
Solar Photovoltaic | Diamond Solar | 2019 | 8.2
Solar Photovoltaic | Edison Solar | 2019 | 4.8
Solar Photovoltaic | Peony Solar | 2018 | 39
Solar Photovoltaic | Cornillie | 2018 | 1
Solar Photovoltaic | Pinesage | 2018 | 5
Solar Photovoltaic | Syncarpha Prinsburg CSG (Ledeboer) | 2018 | 1
Solar Photovoltaic | Syncarpha Clara City CSG I (Stamer) | 2018 | 1
Solar Photovoltaic | Cottage Grove Project CSG | 2018 | 4.9
Solar Photovoltaic | Colonial Trail West | 2019 | 142.4
Solar Photovoltaic | West Loch Solar One | 2019 | 20
Solar Photovoltaic | Citrus Ridge Solar | 2018 | 52
Solar Photovoltaic | Pacific Ethanol Madera Solar Array | 2018 | 4.3
Solar Photovoltaic | TAC-Distributed Energy Resource Hybrid | 2017 | 0.1
Solar Photovoltaic | UC Merced Solar Hybrid | 2018 | 4.5
Solar Photovoltaic | Rankin Solar Center, LLC | 2019 | 10
Solar Photovoltaic | USS Big Lake 1 Solar CSG | 2018 | 1
Solar Photovoltaic | USS Good Solar CSG | 2018 | 1
Solar Photovoltaic | USS Kasch Solar CSG | 2018 | 1
Solar Photovoltaic | USS Rockpoint Solar CSG | 2018 | 1
Solar Photovoltaic | San Pablo Raceway | 2019 | 100
Solar Photovoltaic | Gibbon Solar | 2019 | 3.3
Solar Photovoltaic | UC Riverside Lots 30 & 32 | 2017 | 4
Solar Photovoltaic | Riverhead Solar Farm | 2019 | 20
Solar Photovoltaic | Page Solar | 2018 | 1.6
Solar Photovoltaic | Stanford Campus Solar | 2017 | 3.4
Solar Photovoltaic | Franklin Solar | 2018 | 1
Solar Photovoltaic | Jefferson Solar | 2018 | 1
Solar Photovoltaic | Hamilton Solar | 2018 | 1
Solar Photovoltaic | Adams Solar | 2018 | 1
Solar Photovoltaic | Caldwell Wastewater Treatment Plant Hybrid | 2016 | 0.7
Solar Photovoltaic | CSU Long Beach Lots 7 & 14 | 2017 | 4.5
Solar Photovoltaic | Enfield Community Solar | 2017 | 1.8
Solar Photovoltaic | Baer Road CSG | 2018 | 2
Solar Photovoltaic | Sartell Holdco CSG | 2019 | 5
Solar Photovoltaic | Rollingstone Holdco CSG | 2019 | 4.8
Solar Photovoltaic | Santa Rosa Junior College Petaluma Solar | 2018 | 1.2
Solar Photovoltaic | Becker Solar CSG | 2019 | 1
Solar Photovoltaic | Cuyahoga County Landfill | 2018 | 3.7
Solar Photovoltaic | USS Solar Rapids CSG | 2019 | 1
Solar Photovoltaic | First Baptist Church of Glenarden | 2018 | 1.5
Solar Photovoltaic | USS Solar Dawn CSG | 2018 | 1
Solar Photovoltaic | USS Norelius Solar CSG | 2019 | 1
Solar Photovoltaic | USS Nillie Corn Solar CSG | 2018 | 1
Solar Photovoltaic | USS JJ Solar CSG | 2019 | 1
Solar Photovoltaic | USS Dubhe Solar CSG | 2018 | 1
Solar Photovoltaic | USS Brockway Solar CSG | 2019 | 1
Solar Photovoltaic | Citizens Imperial Solar | 2019 | 30
Solar Photovoltaic | Syncarpha Dodge 1 CSG | 2019 | 1
Solar Photovoltaic | Alpha Value Solar | 2019 | 5
Solar Photovoltaic | Wareham Solar PV | 2018 | 3.3
Solar Photovoltaic | Lancaster | 2018 | 3
Solar Photovoltaic | Hazlehurst III | 2019 | 40
Solar Photovoltaic | East Longmeadow Solar PV | 2019 | 5
Solar Photovoltaic | Hampton MN GRE | 2018 | 2
Solar Photovoltaic | Anoka County MN CONX | 2018 | 3.4
Solar Photovoltaic | Athens MN CONX | 2018 | 6.6
Solar Photovoltaic | Greenfield Solar PV | 2019 | 2
Solar Photovoltaic | Hinsdale Solar PV | 2019 | 2
Solar Photovoltaic | Savoy Solar PV | 2019 | 2
Solar Photovoltaic | Southampton Solar PV | 2019 | 2
Solar Photovoltaic | Springfield Solar PV | 2019 | 4
Solar Photovoltaic | Hampden Solar PV | 2019 | 3.5
Solar Photovoltaic | Bd of Educ of Queen Anne's Cnty, Cnty HS | 2019 | 1.7
Solar Photovoltaic | Pima Community College | 2019 | 1.1
Solar Photovoltaic | Town of Branford | 2018 | 1.1
Solar Photovoltaic | Blue Shld Of Cal- El Dorado Hlls Mtr B | 2019 | 1.5
Solar Photovoltaic | Southwick Solar PV | 2019 | 5
Solar Photovoltaic | Becker Solar 2 CSG | 2019 | 1
Solar Photovoltaic | Becker Solar 3 CSG | 2019 | 1
Solar Photovoltaic | Becker Solar 4 CSG | 2019 | 1
Solar Photovoltaic | Becker Solar 5 CSG | 2019 | 1
Solar Photovoltaic | Schultz CSG | 2018 | 1.8
Solar Photovoltaic | Panda Solar NC 1, LLC | 2019 | 1
Solar Photovoltaic | Sunderland Solar PV | 2018 | 1.1
Solar Photovoltaic | Hatfield Solar PV | 2018 | 3.6
Solar Photovoltaic | Montague Site 36-Grosolar | 2018 | 4.1
Solar Photovoltaic | East Springfield Solar PV | 2018 | 1.4
Solar Photovoltaic | Quarter Horse Solar | 2018 | 4.5
Solar Photovoltaic | Atkinson Solar II | 2018 | 1.9
Solar Photovoltaic | Ludlow Site 72 - Conti | 2018 | 1.9
Solar Photovoltaic | Tiller CSG | 2018 | 5
Solar Photovoltaic | Hammer CSG | 2018 | 4.8
Solar Photovoltaic | Warrenton I Solar | 2018 | 4.9
Solar Photovoltaic | Bladenboro Solar 2 | 2018 | 4.5
Solar Photovoltaic | Sadiebrook NC Solar | 2018 | 5
Solar Photovoltaic | Lane Solar | 2018 | 5
Solar Photovoltaic | Monticello Project CSG | 2018 | 5
Solar Photovoltaic | WED GW Solar, LLC | 2019 | 3
Solar Photovoltaic | University Park Solar | 2018 | 1.5
Solar Photovoltaic | Panda Solar NC 2, LLC | 2019 | 2
Solar Photovoltaic | Panda Solar NC 3, LLC | 2019 | 2
Solar Photovoltaic | Panda Solar NC 4, LLC | 2019 | 2
Solar Photovoltaic | Panda Solar NC 5, LLC | 2019 | 1
Solar Photovoltaic | Panda Solar NC 6, LLC | 2019 | 1
Solar Photovoltaic | Panda Solar NC 7, LLC | 2019 | 1.5
Solar Photovoltaic | Panda Solar NC 8, LLC | 2019 | 2
Solar Photovoltaic | Panda Solar NC 9, LLC | 2019 | 2
Solar Photovoltaic | Panda Solar NC 10, LLC | 2019 | 2
Solar Photovoltaic | Panda Solar NC 11, LLC | 2019 | 2
Solar Photovoltaic | Red Toad 4451 Buffalo Road, LLC | 2018 | 2
Solar Photovoltaic | Palmer | 2019 | 3.5
Solar Photovoltaic | Arthur Solar, LLC | 2018 | 5
Solar Photovoltaic | Eichtens II CSG | 2018 | 1
Solar Photovoltaic | Barone CSG | 2018 | 1
Solar Photovoltaic | Huneke II CSG | 2018 | 1.1
Solar Photovoltaic | Puller Solar | 2018 | 15
Solar Photovoltaic | MSC-GreyCloud01 Community Solar | 2019 | 1
Solar Photovoltaic | MSC-Scandia01 CSG | 2019 | 1
Solar Photovoltaic | Minisink Solar 1 LLC | 2018 | 1.8
Solar Photovoltaic | Minisink Community Solar 2 LLC | 2018 | 2
Solar Photovoltaic | Goose Lake MN DPC-GM | 2019 | 1.5
Solar Photovoltaic | Syncarpha Eagle Nest | 2018 | 1
Solar Photovoltaic | Hospital Rd Community Solar Farm CSG | 2019 | 1.4
Solar Photovoltaic | Pool Brook Rd Community Solar Farm | 2019 | 2
Solar Photovoltaic | Breesport Road Community Solar Farm | 2019 | 2
Solar Photovoltaic | Sacket Lake Rd #2 Community Solar Farm | 2019 | 1.7
Solar Photovoltaic | Turner Rd Community Solar Project | 2019 | 2
Solar Photovoltaic | Meridian III | 2019 | 52.5
Solar Photovoltaic | Meridian II | 2019 | 5
Solar Photovoltaic | County Home Solar LLC | 2018 | 4.9
Solar Photovoltaic | Church Road Solar LLC | 2018 | 5
Solar Photovoltaic | Boring Solar LLC | 2019 | 2.2
Solar Photovoltaic | Ballston Solar LLC | 2018 | 2.2
Solar Photovoltaic | Labish Solar LLC | 2018 | 2.2
Solar Photovoltaic | SR Jonesborough | 2018 | 4.4
Solar Photovoltaic | CNMEC Solar Energy Center | 2018 | 2
Solar Photovoltaic | Winegar CSG | 2018 | 1
Solar Photovoltaic | Bolduan CSG | 2018 | 1
Solar Photovoltaic | Guse CSG | 2018 | 1
Solar Photovoltaic | Hadley 2 Solar, LLC CSG | 2016 | 1.9
Solar Photovoltaic | East Bridgewater Solar | 2017 | 2.3
Solar Photovoltaic | Griffin Road Solar, LLC CSG | 2018 | 2
Solar Photovoltaic | Ashby Solar, LLC CSG | 2018 | 1.8
Solar Photovoltaic | Dudley Solar CSG | 2017 | 1.9
Solar Photovoltaic | Williamsburg | 2019 | 4
Solar Photovoltaic | Monson Solar, LLC | 2017 | 2
Solar Photovoltaic | Red Toad 5840 Buffalo Road, LLC | 2018 | 2
Solar Photovoltaic | Nickelson Solar, LLC | 2018 | 5.3
Solar Photovoltaic | NIST Solar | 2018 | 4
Solar Photovoltaic | Randolph CSG PV1-5 | 2019 | 5
Solar Photovoltaic | Felton CSG PV1-5 | 2019 | 5
Solar Photovoltaic | Warren Solar Farm LLC | 2019 | 5
Solar Photovoltaic | Oak Leaf Solar XXVII LLC | 2018 | 1.5
Solar Photovoltaic | Hunterdon Health System Solar Project | 2019 | 1.5
Solar Photovoltaic | Westminster Renewables, LLC CSG | 2018 | 1.5
Solar Photovoltaic | Otis Elevator Company Solar | 2018 | 1
Solar Photovoltaic | Oak Leaf Solar XXX LLC (CSG) | 2018 | 1.5
Solar Photovoltaic | Burgaw Solar, LLC | 2019 | 5
Solar Photovoltaic | NorWest Energy 9 LLC | 2018 | 6
Solar Photovoltaic | County of San Diego SBRC | 2018 | 1.3
Solar Photovoltaic | Oak Leaf Solar XXI (CSG) | 2018 | 1.5
Solar Photovoltaic | Oak Leaf Solar XXXI LLC (CSG) | 2018 | 1.5
Solar Photovoltaic | Oak Leaf Solar XXV LLC (CSG) | 2018 | 1.5
Solar Photovoltaic | Target Woodland Solar Project | 2018 | 2.3
Solar Photovoltaic | Oak Leaf Solar XXXII (CSG) | 2019 | 1.5
Solar Photovoltaic | Oak Leaf Solar XXII LLC (CSG) | 2019 | 1.5
Solar Photovoltaic | Oak Leaf Solar XXIV LLC (CSG) | 2019 | 1.5
Solar Photovoltaic | Oak Leaf Solar XXVI LLC | 2019 | 1.5
Solar Photovoltaic | Oak Leaf Solar XXVIII LLC (CSG) | 2019 | 1.5
Solar Photovoltaic | Oak Leaf Solar XXIII LLC (CSG) | 2019 | 1.5
Solar Photovoltaic | Trout Creek Solar | 2019 | 2
Solar Photovoltaic | Pittsfield 44 - M&W PV | 2018 | 1.2
Solar Photovoltaic | Lee Site 31 Solar | 2018 | 1.9
Solar Photovoltaic | Plymouth Solar | 2018 | 1.1
Solar Photovoltaic | Held Solar Project | 2019 | 5
Solar Photovoltaic | NorWest Energy 4, LLC | 2019 | 5.6
Solar Photovoltaic | Bly Solar Center | 2018 | 8
Solar Photovoltaic | Valentine Solar, LLC | 2019 | 111.2
Solar Photovoltaic | Richmond NMCA | 2018 | 4
Solar Photovoltaic | Founders Homestead Farms Solar | 2019 | 4.5
Solar Photovoltaic | Mattas Farms | 2018 | 2
Solar Photovoltaic | Woodleaf Solar Facility | 2018 | 6
Solar Photovoltaic | Tipton Solar Park | 2019 | 5.3
Solar Photovoltaic | IFF Union Beach Project | 2019 | 5.5
Solar Photovoltaic | Cedar Falls Solar Farm | 2016 | 1.5
Solar Photovoltaic | Dynamic - Walpole | 2017 | 2
Solar Photovoltaic | Synergen Panorama, LLC CSG | 2019 | 5
Solar Photovoltaic | Mill Pond Solar, LLC | 2019 | 5
Solar Photovoltaic | Jamesville Road Solar, LLC | 2019 | 5
Solar Photovoltaic | Camden Dam Solar, LLC | 2019 | 5
Solar Photovoltaic | USS Centerfield Solar CSG | 2019 | 1
Solar Photovoltaic | USS Webster Solar CSG | 2019 | 1
Solar Photovoltaic | USS Lake Patterson Solar CSG | 2019 | 1
Solar Photovoltaic | USS Kost Trail Solar CSG | 2019 | 1
Solar Photovoltaic | Aulander Holloman Solar, LLC | 2018 | 80
Solar Photovoltaic | USS King 2 CSG | 2019 | 1
Solar Photovoltaic | USS Eggo Solar CSG | 2019 | 1
Solar Photovoltaic | USS DVL Solar CSG | 2019 | 1
Solar Photovoltaic | Barre Solar III LLC | 2018 | 1
Solar Photovoltaic | Wright Kirby 1-5 CSG | 2019 | 5
Solar Photovoltaic | SR Arlington II | 2019 | 102.5
Solar Photovoltaic | BWC Origination 18 | 2018 | 4.8
Solar Photovoltaic | BWC Gibbs Brook | 2018 | 4
Solar Photovoltaic | BWC Wareham River | 2018 | 1
Solar Photovoltaic | BWC Harlow Brook | 2018 | 1.5
Solar Photovoltaic | BWC Pocasset River | 2018 | 1.5
Solar Photovoltaic | JBAB - Washington DC | 2019 | 5.9
Solar Photovoltaic | Dougherty County Solar, LLC | 2019 | 120
Solar Photovoltaic | Grazing Yak Solar | 2019 | 35
Solar Photovoltaic | CFW Solar X LLC - Vaughn | 2018 | 1.6
Solar Photovoltaic | GMP Solar/Storage-Milton Hybrid | 2019 | 5
Solar Photovoltaic | GMP Solar/Storage-Ferrisburgh Hybrid | 2019 | 5
Solar Photovoltaic | GMP Solar/Storage-Essex Hybrid | 2019 | 4.5
Solar Photovoltaic | Pasto Solar | 2019 | 16
Solar Photovoltaic | Guyton Community Solar | 2019 | 3.6
Solar Photovoltaic | Atlanta Falcons Solar | 2015 | 0.3
Solar Photovoltaic | Atlanta Falcons Solar | 2016 | 0.5
Solar Photovoltaic | Atlanta Falcons Solar | 2017 | 0.2
Solar Photovoltaic | Bell Bay Solar Farm | 2018 | 1.6
Solar Photovoltaic | Jamison Solar Farm | 2019 | 1.1
Solar Photovoltaic | Runway Solar Farm | 2019 | 2
Solar Photovoltaic | Sage Solar I-III | 2019 | 57.6
Solar Photovoltaic | UMCES Ground Mount | 2018 | 2
Solar Photovoltaic | City of Gallup Solar | 2018 | 8
Solar Photovoltaic | Anne Arundel County Public Schools | 2017 | 1
Solar Photovoltaic | Fort Indiantown Gap | 2019 | 3
Solar Photovoltaic | Waynesboro Community Solar | 2019 | 2.4
Solar Photovoltaic | Ellis Solar | 2019 | 18
Solar Photovoltaic | Lady Slipper Solar Array CSG | 2019 | 4.5
Solar Photovoltaic | West of the Pecos Solar | 2019 | 100
Solar Photovoltaic | Heller 400M | 2013 | 1.2
Solar Photovoltaic | Owens Corning | 2016 | 2.8
Solar Photovoltaic | Lake Region Community Hybrid, LLC | 2018 | 0.5
Solar Photovoltaic | Westminster | 2016 | 1.8
Solar Photovoltaic | Lapetus | 2019 | 100
Solar Photovoltaic | Rantoul Solar | 2016 | 2
Solar Photovoltaic | Lakewood Cheddar School | 2013 | 1
Solar Photovoltaic | Vista Solar Energy Center | 2019 | 10
Solar Photovoltaic | Music City Community Solar | 2018 | 1.6
Solar Photovoltaic | Gaskill Rd Community Solar Farm CSG | 2019 | 5
Solar Photovoltaic | Dryden Rd #2 Community Solar Farm CSG | 2019 | 1.3
Solar Photovoltaic | Woodoak Drive Community Solar Farm CSG | 2019 | 2
Solar Photovoltaic | Crawfordsville 2 Solar Park | 2019 | 7.9
Solar Photovoltaic | Crawfordsville 3 Solar Park | 2019 | 4.8
Solar Photovoltaic | CMR Solar LLC | 2019 | 2
Solar Photovoltaic | Flowers Solar LLC | 2019 | 4.3
Solar Photovoltaic | Winchendon Landfill Solar | 2018 | 2
Solar Photovoltaic | Villa Roma Rd #3 CSG | 2019 | 2
Solar Photovoltaic | Villa Roma Rd #4 CSG | 2019 | 2
Solar Photovoltaic | Boas Rd #1 Community Solar Farm | 2019 | 2
Solar Photovoltaic | Boas Rd #2 Community Solar Farm | 2019 | 2
Solar Photovoltaic | Boas Rd #3 Community Solar Farm | 2019 | 2
Solar Photovoltaic | MSC-Scott01 LLC | 2019 | 1
Solar Photovoltaic | MSC-Chisago01 LLC CSG | 2019 | 1
Solar Photovoltaic | MSC-Rice01 LLC CSG | 2019 | 1
Solar Photovoltaic | MSC-Chisago02 LLC | 2019 | 1
Solar Photovoltaic | HCE Moore I | 2018 | 2
Solar Photovoltaic | Three Bridge | 2018 | 2
Solar Photovoltaic | Lake Placid Solar Power Plant | 2019 | 45
Solar Photovoltaic | Trenton Solar Power Plant | 2019 | 74.9
Solar Photovoltaic | Wilkinson Solar LLC | 2019 | 80.6
Solar Photovoltaic | Kearsarge Johnstown 1 CSG | 2018 | 1.5
Solar Photovoltaic | Kearsarge GB | 2018 | 1.9
Solar Photovoltaic | Kearsarge SKSC1 LLC | 2018 | 3.8
Solar Photovoltaic | Kearsarge Uxbridge | 2018 | 1.9
Solar Photovoltaic | Kearsarge Johnstown 2 CSG | 2018 | 2
Solar Photovoltaic | Kearsarge Montague | 2018 | 4
Solar Photovoltaic | Kearsarge SKSC2 LLC | 2018 | 3.1
Solar Photovoltaic | Kearsarge Wilmington | 2017 | 1.6
Solar Photovoltaic | Airport Solar | 2019 | 47.3
Solar Photovoltaic | Plainfield Community Solar LLC | 2019 | 2
Solar Photovoltaic | Route 14A CDG Solar North and South LLC | 2018 | 4
Solar Photovoltaic | Tolland Solar NG LLC | 2014 | 3.5
Solar Photovoltaic | Newfield Community Solar LLC | 2019 | 6
Solar Photovoltaic | Tanglewood Circle Solar 1 LLC | 2018 | 5
Solar Photovoltaic | Quitman Solar | 2019 | 150
Solar Photovoltaic | DG Florham Park Solar LLC | 2019 | 2
Solar Photovoltaic | Wendell Solar Farm LLC | 2019 | 5
Solar Photovoltaic | Sabattus Solar LLC | 2019 | 5
Solar Photovoltaic | Rio De Oro Solar Energy Center | 2019 | 10
Solar Photovoltaic | Cookstown | 2019 | 5
Solar Photovoltaic | Changeup | 2019 | 2
Solar Photovoltaic | Starr | 2019 | 5
Solar Photovoltaic | Badger | 2019 | 5
Solar Photovoltaic | Bloomfield Municipal Utilities Solar | 2019 | 1.6
Solar Photovoltaic | Commerce Solar | 2019 | 5
Solar Photovoltaic | PFMG Solar Grossmont Helix LLC | 2018 | 1.2
Solar Photovoltaic | USAA Black Bear Energy | 2018 | 1.9
Solar Photovoltaic | CBP Solar | 2018 | 1.8
Solar Photovoltaic | Kinder Morgan Fordham | 2018 | 1.7
Solar Photovoltaic | ALDI DC 2 | 2018 | 1.2
Solar Photovoltaic | CCG Marketing | 2018 | 1.5
Solar Photovoltaic | Achilles Solar | 2019 | 5
Solar Photovoltaic | Arborgate Solar | 2019 | 5
Solar Photovoltaic | Wadesboro 4 | 2019 | 2.2
Solar Photovoltaic | APG Old Bayside | 2018 | 1.7
Solar Photovoltaic | APG New Chesapeake | 2018 | 2.3
Solar Photovoltaic | NVSS-II | 2017 | 15
Solar Photovoltaic | Milford Solar Farm (NJ) LLC | 2019 | 7.5
Solar Photovoltaic | McCullough Road Solar Farm | 2019 | 8.8
Solar Photovoltaic | Manchester Community College East | 2018 | 1
Solar Photovoltaic | Manchester Community College North | 2018 | 1
Solar Photovoltaic | Washburn Road Solar | 2019 | 1.9
Solar Photovoltaic | SFDK Solar | 2019 | 6.3
Solar Photovoltaic | Haven Solar Project CSG | 2019 | 3
Solar Photovoltaic | Happy Hollow CSG Hybrid | 2019 | 5
Solar Photovoltaic | HL Solar | 2019 | 7.6
Solar Photovoltaic | DWW Solar ll | 2019 | 36.9
Solar Photovoltaic | Pecan Grove Solar, LLC | 2019 | 5
Solar Photovoltaic | 1025 Traveller Solar, LLC | 2019 | 5
Solar Photovoltaic | 1047 Little Mountain Solar, LLC | 2019 | 3
Solar Photovoltaic | Ennis Solar, LLC | 2019 | 5
Solar Photovoltaic | Gilcrest Solar | 2018 | 1.5
Solar Photovoltaic | Lafayette Horizon Solar CSG LLC | 2019 | 1.6
Solar Photovoltaic | Crooked Run | 2019 | 70.1
Solar Photovoltaic | Palmetto Plains | 2019 | 75
Solar Photovoltaic | Garfield Solar | 2019 | 4.2
Solar Photovoltaic | TPE Pennsylvania Solar 1, LLC | 2019 | 3.6
Solar Photovoltaic | American Canyon Solar | 2019 | 3
Solar Photovoltaic | Malech Solar Farm | 2017 | 3.1
Solar Photovoltaic | Hellyer Solar Farm | 2017 | 2.2
Solar Photovoltaic | Guadalupe Solar Farm | 2018 | 1.7
Solar Photovoltaic | Shiloh Hwy Solar | 2017 | 5
Solar Photovoltaic | Sandy Solar | 2018 | 5
Solar Photovoltaic | Chowan Jehu Solar | 2018 | 5
Solar Photovoltaic | CED Northampton Solar LLC Hybrid | 2019 | 4.3
Solar Photovoltaic | Nationals | 2019 | 1
Solar Photovoltaic | Burlington Coat Factory Solar | 2018 | 2.6
Solar Photovoltaic | DSM Nutritional Products Solar | 2018 | 10
Solar Photovoltaic | Mesa CSG 2 Massicotte | 2019 | 1.5
Solar Photovoltaic | Mesa CSG 1 Murdock | 2019 | 1.5
Solar Photovoltaic | Chester Woods Point Solar, LLC CSG | 2019 | 2
Solar Photovoltaic | Steel Sun 2: 2303-III-9 Hamburg Tpke | 2019 | 2
Solar Photovoltaic | Steel Sun 2: 2303-III-4 Hamburg Tpke | 2019 | 2
Solar Photovoltaic | Steel Sun 2: 2303-III-2 Hamburg Tpke | 2019 | 2
Solar Photovoltaic | Homer Street West | 2019 | 1.6
Solar Photovoltaic | Homer Street East | 2019 | 1.6
Solar Photovoltaic | MHG Wallingford | 2019 | 2.2
Solar Photovoltaic | Solar Star Palo Alto I, LLC | 2019 | 1.3
Solar Photovoltaic | Phoenix Solar South Farms LLC Solar Farm | 2015 | 4.7
Solar Photovoltaic | KDC Solar ASGM | 2019 | 3.8
Solar Photovoltaic | MSC-Empire01, LLC | 2019 | 1
Solar Photovoltaic | Arcadia Solar | 2019 | 5
Solar Photovoltaic | KDC Solar CSCP LLC | 2019 | 3.4
Solar Photovoltaic | RC Energy AA LLC Solar Facility | 2011 | 1
Solar Photovoltaic | Greenville CSG | 2019 | 2
Solar Photovoltaic | Hopkinton CSG | 2019 | 2
Solar Photovoltaic | Chester CSG | 2019 | 2
Solar Photovoltaic | Carver CSG | 2019 | 2
Solar Photovoltaic | Westtown CSG | 2019 | 2
Solar Photovoltaic | Richmond Solar Park 3 | 2019 | 6.5
Solar Photovoltaic | Wildberry | 2018 | 15
Solar Photovoltaic | Ulster County Solar | 2018 | 1.4
Solar Photovoltaic | Hecate Energy Blair Road LLC | 2018 | 4
Solar Photovoltaic | Novel Martin Solar One LLC (McLeod) CSG | 2019 | 1
Solar Photovoltaic | Franklin Solar Site | 2018 | 1.6
Solar Photovoltaic | Malone Solar Site | 2018 | 1.1
Solar Photovoltaic | Thanksgiving Fire Solar Farm, LLC | 2019 | 2
Solar Photovoltaic | Sugarhill Road - Solitude Solar CSG | 2019 | 4.7
Solar Photovoltaic | DG AMP Solar Piqua Manier | 2019 | 12.6
Solar Photovoltaic | Winona Solar | 2019 | 1
Solar Photovoltaic | Wabasha Solar | 2019 | 1
Solar Photovoltaic | Bloomington Solar I | 2018 | 2
Solar Photovoltaic | RIT Henrietta Solar 1, LLC | 2018 | 1.6
Solar Photovoltaic | GSPP Devens, LLC | 2019 | 2.2
Solar Photovoltaic | GSPP Terrawatt Westfield LLC CSG | 2019 | 3.6
Solar Photovoltaic | GSPP Raynham TMLP, LLC CSG | 2019 | 2.3
Solar Photovoltaic | Ajax Solar, LLC (MA) | 2017 | 3.8
Solar Photovoltaic | GSPP Held LLC CSG | 2019 | 3
Solar Photovoltaic | GSPP Imholte CSG | 2019 | 1
Solar Photovoltaic | Hastings Community Solar Farm | 2019 | 1.5
Solar Photovoltaic | Podunk Road CSG | 2019 | 2.2
Solar Photovoltaic | Nextsun Energy Littleton | 2013 | 3.8
Solar Photovoltaic | Garnet Solar (NY) | 2018 | 1.9
Solar Photovoltaic | Fennimore Solar | 2019 | 3
Solar Photovoltaic | New Lisbon Solar | 2019 | 2.5
Solar Photovoltaic | Cumberland Solar | 2019 | 2.5
Solar Photovoltaic | Cashton Solar | 2019 | 2
Solar Photovoltaic | Forest City Solar | 2019 | 3
Solar Photovoltaic | Elroy Solar | 2019 | 1.5
Solar Photovoltaic | St. Charles Solar | 2019 | 2
Solar Photovoltaic | Gardner - Otter River Road | 2019 | 2.5
Solar Photovoltaic | McCleskey Cotton | 2019 | 1.9
Solar Photovoltaic | Columbia Bryson | 2018 | 1.4
Solar Photovoltaic | Bibb Jones | 2019 | 1
Solar Photovoltaic | Muscogee Public Works | 2019 | 1.5
Solar Photovoltaic | Oil Dri 2 Solar | 2019 | 1.4
Solar Photovoltaic | Telfair Thompson | 2018 | 1.9
Solar Photovoltaic | Richmond Hayes Solar | 2018 | 2.3
Solar Photovoltaic | Troup RC50 | 2019 | 2.3
Solar Photovoltaic | Wilkinson DeFore | 2019 | 2.3
Solar Photovoltaic | Freeman Avenue | 2019 | 1.4
Solar Photovoltaic | GSPP Boxborough Littleton (MA) | 2019 | 4
Solar Photovoltaic | Somerville Solar | 2019 | 2.3
Solar Photovoltaic | NorthPark Solar | 2016 | 10.6
Solar Photovoltaic | Milhurst Solar | 2015 | 1.3
Solar Photovoltaic | Day Four Solar LLC | 2016 | 4.5
Solar Photovoltaic | Augusta Solar Farm | 2016 | 2.9
Solar Photovoltaic | MNCPPC Germantown Solar | 2018 | 1
Solar Photovoltaic | Kearsarge Gill | 2018 | 2
Solar Photovoltaic | City of Pratt Solar | 2019 | 6
Solar Photovoltaic | Starratt Solar | 2017 | 5
Solar Photovoltaic | DG AMP 1048 Wadsworth | 2019 | 6.3
Solar Photovoltaic | Dickinson Solar | 2016 | 3
Solar Photovoltaic | Griffin Solar | 2019 | 5
Solar Photovoltaic | Kimberly-Clark Solar | 2019 | 2.3
Solar Photovoltaic | Novel Brooten Solar CSG | 2019 | 1
Solar Photovoltaic | Novel Reber Solar CSG | 2019 | 1
Solar Photovoltaic | Novel Historical Society Solar CSG | 2019 | 1
Solar Photovoltaic | Desert Star Hybrid | 2015 | 10
Solar Photovoltaic | Syncarpha Blandford Hybrid CSG | 2019 | 4.9
Solar Photovoltaic | Turquoise Liberty Solar | 2019 | 10
Solar Photovoltaic | Whitetail Solar 1 | 2019 | 13.5
Solar Photovoltaic | Bluewater CDEC 1 | 2019 | 2.4
Solar Photovoltaic | Grants CDEC 2 | 2019 | 4.5
Solar Photovoltaic | ESA Four Oaks 2 NC LLC | 2019 | 2
Solar Photovoltaic | 25 Ashdown Road Solar, LLC | 2019 | 4
Solar Photovoltaic | RT 52 Walden Solar 1, LLC Hybrid | 2019 | 5
Solar Photovoltaic | Ransomville Solar 1, LLC | 2019 | 5
Solar Photovoltaic | Johnstown Solar 1, LLC | 2019 | 4
Solar Photovoltaic | Green Lake Solar | 2018 | 1
Solar Photovoltaic | TCLP Solar Phase 1 | 2017 | 1
Solar Photovoltaic | SCCCD - Clovis Community College | 2018 | 1.3
Solar Photovoltaic | Mars Solar | 2019 | 10
Solar Photovoltaic | Gloucester Solar | 2019 | 19.9
Solar Photovoltaic | FastSun 13 CSG | 2019 | 1
Solar Photovoltaic | FastSun 14 CSG | 2019 | 1
Solar Photovoltaic | FastSun 8 CSG | 2019 | 1
Solar Photovoltaic | FastSun 3 CSG | 2019 | 1
Solar Photovoltaic | FastSun 7 CSG | 2019 | 1
Solar Photovoltaic | FastSun 1 CSG | 2019 | 1
Solar Photovoltaic | Hollygrove CSG | 2018 | 2
Solar Photovoltaic | Guildlerland CSG | 2018 | 2
Solar Photovoltaic | CalCity Solar 1 | 2019 | 3
Solar Photovoltaic | Howland CSG | 2018 | 2
Solar Photovoltaic | Gifford CSG | 2018 | 2
Solar Photovoltaic | Czub CSG | 2018 | 2
Solar Photovoltaic | Mereand CSG | 2018 | 2
Solar Photovoltaic | Aegis CSG | 2018 | 2
Solar Photovoltaic | Pearl CSG | 2018 | 4
Solar Photovoltaic | SCCCD - Fresno Community College | 2018 | 2.2
Solar Photovoltaic | Kingsville CSG | 2019 | 2
Solar Photovoltaic | Reedley Community College Solar | 2018 | 2.6
Solar Photovoltaic | Upper Marlboro 1 CSG | 2019 | 2
Solar Photovoltaic | Gutenberg Solar | 2019 | 79.9
Solar Photovoltaic | Eagle Creek | 2019 | 3
Solar Photovoltaic | Bethlehem Solar | 2019 | 1.7
Solar Photovoltaic | San Miguel I Solar Energy Center | 2019 | 10
Solar Photovoltaic | San Miguel II Solar Energy Center | 2019 | 10
Solar Photovoltaic | Frog Hollow CSG | 2019 | 2
Solar Photovoltaic | Gibbons CSG | 2019 | 2
Solar Photovoltaic | Riverview Solar | 2019 | 1.5
Solar Photovoltaic | Dover CSG | 2019 | 2
Solar Photovoltaic | Strauss CSG | 2019 | 2
Solar Photovoltaic | Ellsworth I CSG | 2019 | 2
Solar Photovoltaic | Dakota Community Solar One LLC CSG | 2019 | 1
Solar Photovoltaic | Douglas Todd Community Solar One LLC CSG | 2019 | 1
Solar Photovoltaic | Meeker Community Solar One LLC CSG | 2019 | 1
Solar Photovoltaic | McLeod Community Solar One LLC CSG | 2019 | 1
Solar Photovoltaic | Stearns Community Solar One LLC CSG | 2019 | 1
Solar Photovoltaic | Sherburne Community Solar One LLC CSG | 2019 | 1
Solar Photovoltaic | Syncarpha El Rito | 2019 | 1.6
Solar Photovoltaic | West Street Solar 1 LLC | 2019 | 5
Solar Photovoltaic | Tippecanoe Solar Power Plant | 2019 | 1.6
Solar Photovoltaic | USS Haven Solar LLC CSG | 2019 | 1
Solar Photovoltaic | USS White Cloud LLC CSG | 2019 | 1
Solar Photovoltaic | Tom Sifers Solar | 2019 | 1
Solar Photovoltaic | Whiskey Hill Solar | 2019 | 1
Solar Photovoltaic | Hartmann Project CSG | 2019 | 1
Solar Photovoltaic | E. Goenner Project CSG | 2019 | 1
Solar Photovoltaic | Schwinghamer Project CSG | 2019 | 1
Solar Photovoltaic | TPE Whitney Solar, LLC | 2017 | 9.9
Solar Photovoltaic | Monroeville Solar | 2017 | 3.2
Solar Photovoltaic | Rio Rancho Solar Energy Center | 2019 | 10
Solar Photovoltaic | Sayreville Solar Project | 2019 | 3.1
Solar Photovoltaic | Imeson Solar | 2019 | 5
Solar Photovoltaic | FL Solar 4, LLC | 2019 | 42
Solar Photovoltaic | Bergenmand Solar Partners, LLC Mahwah | 2012 | 1
Solar Photovoltaic | CID Solar (CA) | 2019 | 2
Solar Photovoltaic | Rafael Solar | 2019 | 2.2
Solar Photovoltaic | Case Creek Solar | 2019 | 2.2
Solar Photovoltaic | Kale Patch Solar | 2019 | 2.2
Solar Photovoltaic | Battle Creek Solar | 2018 | 2.2
Solar Photovoltaic | Middleton Solar Park | 2018 | 5
Solar Photovoltaic | AGA TAG Solar IV LLC | 2019 | 4.9
Solar Photovoltaic | O'Neill Creek Solar | 2019 | 2.2
Solar Photovoltaic | Old Court Rd Solar | 2019 | 2
Solar Photovoltaic | Sherman Solar | 2019 | 1
Solar Photovoltaic | Jackson Solar (CT) | 2019 | 1
Solar Photovoltaic | Limelight Solar II LLC | 2019 | 2
Solar Photovoltaic | ATOOD Solar III LLC | 2019 | 2
Solar Photovoltaic | AC Power | 2019 | 1.3
Solar Photovoltaic | Becton Canaan | 2018 | 2
Solar Photovoltaic | Becton Canaan | 2019 | 0.5
Solar Photovoltaic | Penny Hill Solar | 2017 | 2
Solar Photovoltaic | Meeks Solar, LLC | 2017 | 2
Solar Photovoltaic | Strider Solar, LLC | 2018 | 5
Solar Photovoltaic | Woodsdale Farm, LLC | 2018 | 2
Solar Photovoltaic | Mtn. Solar 1 | 2019 | 1.5
Solar Photovoltaic | Mtn. Solar 2 | 2019 | 1.5
Solar Photovoltaic | CO LI CSG 1 - Kamerra | 2019 | 1.5
Solar Photovoltaic | Barneveld Solar | 2019 | 1
Solar Photovoltaic | AES Kekaha Solar, LLC Hybrid | 2019 | 14
Solar Photovoltaic | DG Amaze ACY1 | 2019 | 3.8
Solar Photovoltaic | Cottonwood Solar, LLC | 2018 | 3
Solar Photovoltaic | 232 Long Branch 29 Solar I, LLC | 2018 | 2
Solar Photovoltaic | Harvest Beulaville, LLC | 2017 | 2
Solar Photovoltaic | Garrett Solar | 2019 | 10
Solar Photovoltaic | Alticor Inc - Solar Project | 2017 | 1.2
Solar Photovoltaic | Bluefin Origination 1 | 2019 | 2
Solar Photovoltaic | Camp Atterbury Microgrid Hybrid | 2019 | 2
Solar Photovoltaic | Aulander Hwy 42 Solar, LLC | 2016 | 5
Solar Photovoltaic | Starvation | 2019 | 9.9
Solar Photovoltaic | Porcher CSG | 2018 | 0.9
Solar Photovoltaic | Allied Beverages Elizabeth | 2018 | 3.2
Solar Photovoltaic | Ticket Network South Windsor | 2018 | 1
Solar Photovoltaic | Chanel Piscataway Rooftop | 2018 | 1.4
Solar Photovoltaic | Colonial Pipeline Allentown Chesterfield | 2018 | 1.9
Solar Photovoltaic | Colonial Pipeline Woodbury West Deptford | 2018 | 3.7
Solar Photovoltaic | Corbin Russwin Phase 3 Berlin | 2018 | 1
Solar Photovoltaic | Medline Ind. Phase 2 Tracy | 2018 | 1
Solar Photovoltaic | Niagara Bottling Stockton | 2018 | 1
Solar Photovoltaic | GSPP Gilman, LLC | 2018 | 2.1
Solar Photovoltaic | Riley Road LLC | 2019 | 4
Solar Photovoltaic | GSSP Schneider LLC | 2019 | 5
Solar Photovoltaic | Hope Solar Farm LLC | 2019 | 2
Solar Photovoltaic | Catlin Solar 1 LLC | 2019 | 4
Solar Photovoltaic | Saratoga Solar LLC | 2019 | 5
Solar Photovoltaic | CP Middletown Solar I LLC | 2019 | 1
Solar Photovoltaic | CP Middletown Solar II LLC | 2019 | 1
Solar Photovoltaic | Phelan Pinon Hills CSD Solar | 2015 | 1.2
Solar Photovoltaic | Railroad Solar Farm, LLC | 2016 | 4.1
Solar Photovoltaic | ATOOD Solar IV, LLC | 2019 | 5
Solar Photovoltaic | Castaic Lake Phase II | 2014 | 3.5
Solar Photovoltaic | Shelby Solar Array | 2019 | 1.9
Solar Photovoltaic | City of Rio Rancho WWTP | 2019 | 1.2
Solar Photovoltaic | DEC Phase II at Georgetown | 2019 | 3
Solar Photovoltaic | Kearsarge Amesbury Hybrid | 2019 | 3.3
Solar Photovoltaic | Stearns Solar I | 2019 | 1
Solar Photovoltaic | Olinda Trail Solar | 2019 | 1
Solar Photovoltaic | New Munich Solar | 2019 | 1
Solar Photovoltaic | Clara City Solar | 2019 | 1
Solar Photovoltaic | Thermo Fisher | 2013 | 1.5
Solar Photovoltaic | Pearl II | 2018 | 2
Solar Photovoltaic | Vermillion River_MN_GRE DEA-GM | 2019 | 3
Solar Photovoltaic | Macedon | 2019 | 2
Solar Photovoltaic | Whittier | 2019 | 2
Solar Photovoltaic | Williamson | 2019 | 2
Solar Photovoltaic | Bennett | 2019 | 1.4
Solar Photovoltaic | LTMUA | 2012 | 1
Solar Photovoltaic | Tickle Creek Solar | 2019 | 1.9
Solar Photovoltaic | Thomas Creek Solar | 2019 | 2.2
Solar Photovoltaic | Lang Solar Farm | 2016 | 5
Solar Photovoltaic | Chenango Solar | 2019 | 4.9
Solar Photovoltaic | Malmedal Solar Garden | 2019 | 1
Solar Photovoltaic | Wollan Garden Solar | 2019 | 1
Solar Photovoltaic | RE-VFO LLC | 2009 | 1
Solar Photovoltaic | Selective Insurance | 2019 | 2.2
Solar Photovoltaic | Bonefish Solar | 2019 | 2
Solar Photovoltaic | Roberds Garden CSG | 2019 | 1
Solar Photovoltaic | Clear Garden CSG | 2019 | 1
Solar Photovoltaic | D'Arrigo Brothers - Phase 4 | 2019 | 1.7
Solar Photovoltaic | PSREC/SIAD Solar | 2018 | 2.5
Solar Photovoltaic | Frederick County - Landfill | 2019 | 2
Solar Photovoltaic | Calabro Airport North Solar Project | 2019 | 1.3
Solar Photovoltaic | Calabro Airport South Solar Project | 2019 | 1.2
Solar Photovoltaic | Cherry Blossom Solar LLC | 2019 | 10
Solar Photovoltaic | Mohonasen Central School District | 2019 | 1.1
Solar Photovoltaic | Wor-Wic Community College - Offsite | 2019 | 2
Solar Photovoltaic | Moonlight Packing - Phase 2 | 2019 | 1.4
Solar Photovoltaic | California City | 2018 | 1.9
Solar Photovoltaic | Spruce - WCMD - Rubble II | 2015 | 2
Solar Photovoltaic | Spruce - WCMD - Rubble I | 2015 | 2
Solar Photovoltaic | Spruce - WCMD - Creek | 2015 | 2
Solar Photovoltaic | Spruce - WCMD - Resh I | 2016 | 2
Solar Photovoltaic | Jersey City DWP | 2019 | 1
Solar Photovoltaic | Pima Community College NW | 2019 | 1.3
Solar Photovoltaic | FRB Solar Farm | 2011 | 1.9
Solar Photovoltaic | Fuquay Farm | 2013 | 5
Solar Photovoltaic | Fremont Farm LLC | 2017 | 5
Solar Photovoltaic | West Siler | 2017 | 5
Solar Photovoltaic | Clipperton Holdings LLC | 2017 | 5
Solar Photovoltaic | Innovative Solar 37 LLC | 2017 | 100
Solar Photovoltaic | Adapture CA2, LLC | 2016 | 1.5
Solar Photovoltaic | NLP Granger | 2016 | 3
Solar Photovoltaic | Sussex Drive, LLC | 2017 | 20
Solar Photovoltaic | Hecate Energy Clarke County LLC | 2017 | 10
Solar Photovoltaic | Hecate Energy Cherrydale LLC | 2017 | 20
Solar Photovoltaic | Moorings Farm 2, LLC | 2017 | 5
Solar Photovoltaic | St. Lawrence University - Sutton | 2018 | 2
Solar Photovoltaic | West Brookfield Solar - Gilbertsville Rd (CSG) | 2017 | 4
Solar Photovoltaic | RPUWD Scheuer Well Solar Project | 2018 | 3
Solar Photovoltaic | Gavilan Community College Solar Project | 2018 | 1.4
Solar Photovoltaic | Nautilus Lindstrom Solar (CSG) | 2019 | 2
Solar Photovoltaic | Nautilus Saint Cloud Solar (CSG) | 2019 | 5
Solar Photovoltaic | Nautilus Winsted Solar (CSG) | 2019 | 3
Solar Photovoltaic | Nautilus Goat Island Solar LLC (CSG) | 2019 | 2.5
Solar Photovoltaic | Amazon DEN2 Solar Project | 2019 | 1.2
Solar Thermal with Energy Storage | Crescent Dunes Solar Energy | 2015 | 125
Solar Thermal with Energy Storage | Solana Generating Station | 2013 | 280
Solar Thermal without Energy Storage | Genesis Solar Energy Project | 2013 | 125
Solar Thermal without Energy Storage | Genesis Solar Energy Project | 2014 | 125
Solar Thermal without Energy Storage | Ivanpah 1 | 2013 | 126
Solar Thermal without Energy Storage | Ivanpah 2 | 2013 | 133.4
Solar Thermal without Energy Storage | Ivanpah 3 | 2013 | 133.4
Solar Thermal without Energy Storage | Mojave Solar Project | 2014 | 280
Solar Thermal without Energy Storage | Nevada Solar One | 2007 | 75.7
Solar Thermal without Energy Storage | SEGS IX | 1990 | 92
Wood/Wood Waste Biomass | Allendale Biomass | 2013 | 22.5
Wood/Wood Waste Biomass | Altavista Power Station | 1992 | 71.1
Wood/Wood Waste Biomass | Ampersand Chowchilla Biomass LLC | 2008 | 12.5
Wood/Wood Waste Biomass | Biomass One LP | 1985 | 25
Wood/Wood Waste Biomass | Biomass One LP | 2009 | 15
Wood/Wood Waste Biomass | Blue Lake Power LLC | 1985 | 13.8
Wood/Wood Waste Biomass | Bridgewater Power LP | 1987 | 20
Wood/Wood Waste Biomass | Burgess BioPower | 2013 | 75
Wood/Wood Waste Biomass | Craven County Wood Energy LP | 1990 | 50
Wood/Wood Waste Biomass | Desert View Power | 1991 | 55.5
Wood/Wood Waste Biomass | Dinuba Energy | 1985 | 11.5
Wood/Wood Waste Biomass | Dorchester Biomass | 2013 | 22.5
Wood/Wood Waste Biomass | Eagle Valley Clean Energy LLC Biomass | 2013 | 12.6
Wood/Wood Waste Biomass | El Nido Facility | 2008 | 12.5
Wood/Wood Waste Biomass | Fairhaven Power | 1986 | 18.8
Wood/Wood Waste Biomass | Genesee Power Station LP | 1995 | 39.5
Wood/Wood Waste Biomass | Grayling Generating Station | 1992 | 38
Wood/Wood Waste Biomass | Halifax County Biomass | 2013 | 49.9
Wood/Wood Waste Biomass | Hillman Power LLC | 1987 | 22
Wood/Wood Waste Biomass | HL Power | 1989 | 36.2
Wood/Wood Waste Biomass | Hopewell Power Station | 1992 | 71.1
Wood/Wood Waste Biomass | Indeck Jonesboro Energy Center | 1987 | 27.5
Wood/Wood Waste Biomass | Indeck West Enfield Energy Center | 1987 | 27.5
Wood/Wood Waste Biomass | J C McNeil | 1984 | 59.5
Wood/Wood Waste Biomass | Kettle Falls Generating Station | 1983 | 50.7
Wood/Wood Waste Biomass | Mesquite Lake Energy Park Plant 2 | 1987 | 21
Wood/Wood Waste Biomass | Mesquite Lake Water & Power Plant 1 | 2009 | 18.1
Wood/Wood Waste Biomass | Nacogdoches Power | 2012 | 114
Wood/Wood Waste Biomass | Novo BioPower Plant | 2008 | 27.2
Wood/Wood Waste Biomass | Pacific-Ultrapower Chinese Station | 1986 | 25
Wood/Wood Waste Biomass | Piedmont Green Power | 2013 | 60
Wood/Wood Waste Biomass | Plainfield Renewable Energy LLC | 2013 | 43
Wood/Wood Waste Biomass | ReEnergy Black River | 1989 | 55.5
Wood/Wood Waste Biomass | ReEnergy Livermore Falls | 1992 | 39.6
Wood/Wood Waste Biomass | ReEnergy Stratton LLC | 1989 | 47
Wood/Wood Waste Biomass | Rio Bravo Fresno | 1988 | 28
Wood/Wood Waste Biomass | Rio Bravo Rocklin | 1989 | 27.9
Wood/Wood Waste Biomass | Rothschild Biomass Cogen Facility | 2013 | 57.5
Wood/Wood Waste Biomass | Southampton Power Station | 1992 | 71.1
Wood/Wood Waste Biomass | Viking Energy of Lincoln | 1989 | 18
Wood/Wood Waste Biomass | Viking Energy of McBain | 1988 | 18
Wood/Wood Waste Biomass | Western Renewable Energy | 2004 | 3
Wood/Wood Waste Biomass | Wheelabrator Shasta | 1987 | 54.9
Wood/Wood Waste Biomass | Woodland Biomass Power Ltd | 1989 | 28
Wood/Wood Waste Biomass | Woodville Renewable Power Project | 2014 | 49.9
Wood/Wood Waste Biomass | Multitrade Rabun Gap, LLC | 2010 | 17.9
Wood/Wood Waste Biomass | Deerhaven Renewable | 2013 | 116.1
Wood/Wood Waste Biomass | Athens Energy | 2016 | 8.5
Wood/Wood Waste Biomass | GRP Franklin Renewable Energy Facility | 2019 | 58
Wood/Wood Waste Biomass | GRP Madison Renewable Energy Facility | 2019 | 58
Wood/Wood Waste Biomass | Stored Solar Springfield, LLC | 1987 | 20
Wood/Wood Waste Biomass | Stored Solar Whitefield, LLC | 1988 | 19.9
Wood/Wood Waste Biomass | Stored Solar Bethlehem LLC | 1986 | 17.5
Wood/Wood Waste Biomass | Stored Solar Tamworth, LLC | 1987 | 25
Wood/Wood Waste Biomass | Ryegate Associates, LLC | 1992 | 21.5
Wood/Wood Waste Biomass | Stored Solar Fitchburg, LLC | 1992 | 18

## MPPC
Minimum Capacity (MW)
hard coal | 50
natural gas steam turbine | 50
natural gas combined cycle | 50
nuclear | 500
hydro | 1
onshore wind | 1
solar PV | 1
solar thermal | 50
biomass | 1
geothermal | 50
petroleum | 50
natural gas peaker | 50
lignite | 50
offshore wind | 1
crude oil | 50
heavy or residual fuel oil | 50
municipal solid waste | 10
hard coal w CCS | 100
natural gas combined cycle w CCS | 100
biomass w CCS | 10
lignite w CCS | 100
small modular reactor | 100
hydrogen combustion turbine | 100
hydrogen combined cycle | 100